## Instruction
Version | COBie2.4
Region | en-US
Purpose | A handover-stage COBie spreadsheet template. The color coding of sheets and columns identifies the default requirements.
All Phases | Sheet | Contents
| Contact | People and Companies referenced in the COBie data set
Spaces | Sheet | Contents
| Facility | Project, Site, and Facility. COBie data is delivered in one file per facility.
| Floor | Vertical building levels, Site and Roof
| Space | Spaces listed in floor plans/finish schedules, and Roof/Site locations for managed equipment.
| Zone | Sets of spaces sharing a specific attribute
Products/Equipment | Sheet | Contents
| Type | Types of equipment, products, and materials identified in design schedules.
| Component | Individual instances of equipment, products and materials
| System | Sets of components providing a service
| Assembly | n/a
| Connection | n/a
Operations and Maintenance Worksheets | Sheet | Contents
| Spare | Onsite and replacement parts
| Resource | Required materials, tools, and training
| Job | PM, Safety, and other job plans
| Impact | Economic, Environmental and Social Impacts at various stages in the life cycle
All Phases | Sheet | Contents
| Document | All applicable document references
| Attribute | Values corresponding to design schedules for Spaces, Products, and Equipment
| Coordinate | n/a
| Issue | n/a
Legend
| text | required
| text | reference to other sheet or pick list
| text | external reference used if data is created from software, may contain pick list to allowed IFC objects
| text | requried, if specified
| text | visual que for headings.
| text | not required for the given phase. Note: all tabs & columns must be present, even if blank or "n/a"
NOTES:
(1) Regional, owner, or product specific data may be added as new columns to the right of standard template columns.
(2) Regional classification codes may be substituted for the specifiable picklists used in the United States.
Copyright | USACE ERDC | (c) 2006-2013

## Contact
Email | CreatedBy | CreatedOn | Category | Company | Phone | ExternalSystem | ExternalObject | ExternalIdentifier | Department | OrganizationCode | GivenName | FamilyName | Street | PostalBox | Town | StateRegion | PostalCode | Country
required | lookup | required | lookup | required | required | n/a | n/a | n/a | n/a | n/a | n/a | n/a | n/a | n/a | n/a | n/a | n/a | n/a

## Facility
Name | CreatedBy | CreatedOn | Category | ProjectName | SiteName | LinearUnits | AreaUnits | VolumeUnits | CurrencyUnit | AreaMeasurement | ExternalSystem | ExternalProjectObject | ExternalProjectIdentifier | ExternalSiteObject | ExternalSiteIdentifier | ExternalFacilityObject | ExternalFacilityIdentifier | Description | ProjectDescription | SiteDescription | Phase
required | lookup | required | lookup | required | required | lookup | lookup | lookup | lookup | required | n/a | n/a | n/a | n/a | n/a | n/a | n/a | n/a | n/a | n/a | n/a

## Floor
Name | CreatedBy | CreatedOn | Category | ExtSystem | ExtObject | ExtIdentifier | Description | Elevation | Height
required | lookup | required | lookup | n/a | n/a | n/a | n/a | n/a | n/a

## Space
Name | CreatedBy | CreatedOn | Category | FloorName | Description | ExtSystem | ExtObject | ExtIdentifier | RoomTag | UsableHeight | GrossArea | NetArea
required | lookup | required | lookup | lookup | required | n/a | n/a | n/a | n/a | n/a | n/a | n/a

## Zone
Name | CreatedBy | CreatedOn | Category | SpaceNames | ExtSystem | ExtObject | ExtIdentifier | Description
required | lookup | required | lookup | lookup | n/a | n/a | n/a | n/a

## Type
Name | CreatedBy | CreatedOn | Category | Description | AssetType | Manufacturer | ModelNumber | WarrantyGuarantorParts | WarrantyDurationParts | WarrantyGuarantorLabor | WarrantyDurationLabor | WarrantyDurationUnit | ExtSystem | ExtObject | ExtIdentifier | ReplacementCost | ExpectedLife | DurationUnit | WarrantyDescription | NominalLength | NominalWidth | NominalHeight | ModelReference | Shape | Size | Color | Finish | Grade | Material | Constituents | Features | AccessibilityPerformance | CodePerformance | SustainabilityPerformance
required | lookup | required | lookup | required | lookup | lookup | required | lookup | required | lookup | required | lookup | n/a | n/a | n/a | n/a | n/a | lookup | n/a | required | required | required | n/a | n/a | n/a | n/a | n/a | n/a | n/a | n/a | n/a | n/a | n/a | n/a

## Component
Name | CreatedBy | CreatedOn | TypeName | Space | Description | ExtSystem | ExtObject | ExtIdentifier | SerialNumber | InstallationDate | WarrantyStartDate | TagNumber | BarCode | AssetIdentifier
required | lookup | required | lookup | lookup | required | n/a | n/a | n/a | required | required | required | n/a | n/a | n/a

## System
Name | CreatedBy | CreatedOn | Category | ComponentNames | ExtSystem | ExtObject | ExtIdentifier | Description
required | lookup | required | lookup | lookup | n/a | n/a | n/a | n/a

## Assembly
Name | CreatedBy | CreatedOn | SheetName | ParentName | ChildNames | AssemblyType | ExtSystem | ExtObject | ExtIdentifier | Description

## Connection
Name | CreatedBy | CreatedOn | ConnectionType | SheetName | RowName1 | RowName2 | RealizingElement | PortName1 | PortName2 | ExtSystem | ExtObject | ExtIdentifier | Description

## Spare
Name | CreatedBy | CreatedOn | Category | TypeName | Suppliers | ExtSystem | ExtObject | ExtIdentifier | Description | SetNumber | PartNumber
required | lookup | required | lookup | lookup | lookup | n/a | n/a | n/a | n/a | n/a | n/a

## Resource
Name | CreatedBy | CreatedOn | Category | ExtSystem | ExtObject | ExtIdentifier | Description
required | lookup | required | lookup | n/a | n/a | n/a | n/a

## Job
Name | CreatedBy | CreatedOn | Category | Status | TypeName | Description | Duration | DurationUnit | Start | TaskStartUnit | Frequency | FrequencyUnit | ExtSystem | ExtObject | ExtIdentifier | TaskNumber | Priors | ResourceNames
required | lookup | required | lookup | lookup | lookup | required | required | lookup | required | lookup | required | lookup | n/a | n/a | n/a | n/a | lookup | lookup

## Impact
Name | CreatedBy | CreatedOn | ImpactType | ImpactStage | SheetName | RowName | Value | ImpactUnit | LeadInTime | Duration | LeadOutTime | ExtSystem | ExtObject | ExtIdentifier | Description
required | lookup | required | lookup | lookup | lookup | lookup | required | lookup | n/a | n/a | n/a | n/a | n/a | n/a | n/a

## Document
Name | CreatedBy | CreatedOn | Category | ApprovalBy | Stage | SheetName | RowName | Directory | File | ExtSystem | ExtObject | ExtIdentifier | Description | Reference
required | lookup | required | lookup | lookup | lookup | lookup | lookup | required | required | n/a | n/a | n/a | n/a | n/a

## Attribute
Name | CreatedBy | CreatedOn | Category | SheetName | RowName | Value | Unit | ExtSystem | ExtObject | ExtIdentifier | Description | AllowedValues
required | lookup | required | lookup | lookup | lookup | required | required | n/a | n/a | n/a | n/a | n/a

## Coordinate
Name | CreatedBy | CreatedOn | Category | SheetName | RowName | CoordinateXAxis | CoordinateYAxis | CoordinateZAxis | ExtSystem | ExtObject | ExtIdentifier | ClockwiseRotation | ElevationalRotation | YawRotation

## Issue
Name | CreatedBy | CreatedOn | Type | Risk | Chance | Impact | SheetName1 | RowName1 | SheetName2 | RowName2 | Description | Owner | Mitigation | ExtSystem | ExtObject | ExtIdentifier

## PickLists
ApprovalBy | AreaUnit | AssetType | CategoryFacility | CategorySpace | CategoryElement | CategoryProduct | CategoryRole | CoordinateSheet | ConnectionType | CoordinateType | DocumentType | DurationUnit | FloorType | IssueCategory | IssueChance | IssueImpact | IssueRisk | JobStatusType | JobType | objAttribute | objAttributeType | objComponent | objConnection | objContact | objCoordinate | objDocument | objFacility | objFloor | objIssue | objJob | objProject | objResource | objSite | objSpace | objSpare | objSystem | objType | objWarranty | objZone | ResourceType | SheetType | SpareType | StageType | ZoneType | LinearUnit | VolumeUnit | CostUnit | AssemblyType | ImpactType | ImpactStage | ImpactUnit | objAssembly | objImpact
Contractor Certified | squarefeet | Fixed | 11-11 00 00: Assembly Facility | 13-11 00 00: Space Planning Types | 21-01 00 00: Substructure | 23-11 00 00: Site Products | 34-10 00 00: Entrepreneurial Roles | Component | Control | box-lowerleft | Certificates | as required | Floor | Change | Has Occurred | High | High | Completed | Adjustment | IfcPropertyObjectReference | BoundedValue | IfcBeam | IfcRelConnectsElements | IfcOrganization | IfcBoundingBox | IfcDocumentInformation | IfcBuilding | IfcBuildingStorey | IfcApproval | IfcProcedure | IfcProject | IfcConstructionProductResource | IfcSite | IfcSpace | ifcConstraint | IfcSystem | IfcActuatorType | Pset_Warranty | IfcZone | Labor | Attribute | Lubricant | Approved | Circulation Zone | feet | cubicfeet | Dollars | Excluded | ClimateChange | Installation | currency | IfcRelAggregates | IfcPropertySet
Information Only | squarekilometers | Moveable | 11-11 14 00: Meeting Facility | 13-11 11 00: Planned Work Space | 21-01 10 : Foundations | 23-11 11 00: Ground Anchorages | 34-10 11 00: Owner | Floor | Flow | box-upperright | Client Requirements | day | Roof | Claim | High | Low | Low | Not Yet Started | Calibration | IfcPropertySingleValue | EnumeratedValue | IfcBuildingElementPart |  | IfcPerson | IfcCartesianPoint | IfcDocumentReference |  |  | Pset_Risk | IfcTask |  | IfcCrewResource |  |  | IfcConstructionProductResource |  | IfcAirTerminalBoxType |  |  | Material | Component | Other | As Built | Fire Alarm Zone | inches | cubicmeters | Euros | Fixed | Cost | Maintenance | kgCO2e
Owner Approval | squaremeters |  | 11-11 14 11: Club or Organization Building | 13-11 13 00: Planned Building Service Space | 21-01 10 10 : Standard Foundations | 23-11 11 11 11 11: Stabilizing Ground Anchor Heads | 34-10 11 11: Developer | Space | Return | line-end-one | Closeout Submittals | minute | Site | Coordination | Low | Moderate | Moderate | Started | Emergency |  | ListValue | IfcBuildingElementProxy |  | IfcPersonAndOrganization | [7 empty] | IfcLaborResource |  |  |  |  | IfcAirTerminalType |  |  | Tools | Connection | Part | Exact Requirement | Historical Preservation Zone | kilometers |  |  | Included | PrimaryEnergyConsumption | Production | MJ
| squaremiles |  | 11-11 14 14: Ceremonial Hall | 13-11 15 00: Planned Amenity/Support Space | 21-01 10 10 10: Wall Foundations | 23-11 11 11 11 13: Stabilizing Ground Tendons | 34-10 11 14: Corporate Entity |  | Structural | point | Contract Drawings | quarter |  | Function | Unknown | Very High | Very High |  | Operation |  | SetValue | IfcColumn | [14 empty] | IfcAlarmType |  |  | Training | Document | Spare | Minimum Requirement | Occupancy Zone | miles |  |  | Mix |  | Reuse
|  |  | 11-11 11 00: Convention and Exhibition Facility | 13-11 17 00: Planned Circulation Space | 21-01 10 10 30: Column Foundations | 23-11 11 11 11: Retaining Stabilizing Ground Components | 34-10 11 17: Public Entity |  | Supply | line-end-two | Contract Drawings | month |  | Environmental | Moderate | Unknown | Unknown |  | Inspection |  | ReferenceValue | IfcChamferEdgeFeature | [14 empty] | IfcAirToAirHeatRecoveryType |  |  |  | Coordinate | PartSet | Maximum Requirement | Lighting Zone | meters |  |  | Layer |  | Replacement
|  |  | 11-11 11 11: Convention Center | 13-11 19 00: Planned Parking Space | 21-01 10 10 90: Standard Foundation Supplementary Components | 23-11 11 11 13: Stabilizing Ground Grouted Anchors | 34-10 21 00: Partner |  |  |  | Contract Modifications | week |  | IndoorAirQuality |  |  |  |  | PM |  | SingleValue | IfcCovering | [14 empty] | IfcBeamType |  |  |  | Facility | SpareSet | Requirement | Ventilation Zone | millimeters |  |  | Optional |  | Use
|  |  | 11-11 11 17: Conference Facility | 13-13 00 00: Void Areas | 21-01 10 20 : Special Foundations | 23-11 11 11 15: Stabilizing Ground Plate Anchors | 34-11 00 00: Management Roles |  |  |  | Contract Specifications | year |  | Installation |  |  |  |  | Safety |  | TableValue | IfcCurtainWall | [14 empty] | IfcBoilerType |  |  |  | Floor |  | Submitted |  |  |  |  | Patch
|  |  | 11-11 21 00: Entertainment Assembly Facility | 13-13 11 00: Light Well | 21-01 10 20 10: Driven Piles | 23-11 11 11 17: Stabilizing Ground Rock Bolts | 34-11 10 00: Strategic Management Roles |  |  |  | Design Data |  |  | RFI |  |  |  |  | ShutDown |  |  | IfcDiscreteAccessory | [14 empty] | IfcBuildingElementProxyType |  |  |  | Issue
|  |  | 11-11 21 11: Cinema | 13-13 13 00: Air Shaft | 21-01 10 20 15: Bored Piles | 23-11 11 11 19: Stabilizing Ground Rock Anchors | 34-11 10 11 11: Vice President |  |  |  | Design Review Comment |  |  | Safety |  |  |  |  | StartUp |  |  | IfcDistributionChamberElement | [14 empty] | IfcCableCarrierFittingType |  |  |  | Job
|  |  | 11-11 21 17 11: Auditorium and Theater Facility | 13-13 15 00: Occupant Void Area | 21-01 10 20 20: Caissons | 23-11 11 11 21: Stabilizing Ground Anchor Tiebacks | 34-11 10 11: President |  |  |  | Manufacturer Field Reports |  |  | Specification |  |  |  |  | Testing |  |  | IfcDistributionControlElement | [14 empty] | IfcCableCarrierSegmentType |  |  |  | Resource
|  |  | 11-11 21 17 14: Outdoor Theater | 13-15 00 00: Wall Spaces | 21-01 10 20 30: Special Foundation Walls | 23-11 11 11: Retaining Stabilizing Ground Anchors | 34-11 10 14: Chairperson |  |  |  | Manufacturer Instructions | [7 empty] | Trouble |  |  | IfcDistributionElement | [14 empty] | IfcCableSegmentType |  |  |  | Space
|  |  | 11-11 21 17: Performing Arts Facility | 13-15 11 00: Exterior Wall Space | 21-01 10 20 40: Foundation Anchors | 23-11 11 13 11: Earth Reinforcement Soil Nails | 34-11 10 17: Board Member |  |  |  | Operation and Maintenance | [10 empty] | IfcDistributionFlowElement | [14 empty] | IfcChillerType |  |  |  | Spare
|  |  | 11-11 21 21: Casino | 13-15 13 00: Interior Wall Space | 21-01 10 20 50: Underpinning | 23-11 11 13: Earth Reinforcement Anchors | 34-11 20 00: Operational Management Roles |  |  |  | Preconstruction Submittals | [10 empty] | IfcDoor | [14 empty] | IfcCoilType |  |  |  | System
|  |  | 11-11 21 22: Theme Park | 13-17 00 00: Encroachment Spaces | 21-01 10 20 60: Raft Foundations | 23-11 13 00: Ground Improvement Products | 34-11 20 11: Executive |  |  |  | Product Data | [10 empty] | IfcElectricalElement | [14 empty] | IfcColumnType |  |  |  | Type
|  |  | 11-11 21 23: Fair or Circus Ground | 13-17 11 00: Interior Encroachment | 21-01 10 20 70: Pile Caps | 23-11 13 11 11: Soil Stabilization Injectable Chemicals | 34-11 20 14: Officer |  |  |  | Punch List Items | [10 empty] | IfcElectricDistributionPoint | [14 empty] | IfcCompressorType |  |  |  | Zone
|  |  | 11-11 21 24 11: Horse Racing Track | 13-17 13 00: Perimeter Encroachment | 21-01 10 20 80: Grade Beams | 23-11 13 11 13: Soil Stabilization Pressure Grouting | 34-11 20 17: Director |  |  |  | Request for Information | [10 empty] | IfcElementAssembly | [14 empty] | IfcCondenserType
|  |  | 11-11 21 24 14: Dog Racing Track | 13-21 00 00: Parking Spaces | 21-01 20 : Subgrade Enclosures | 23-11 13 11 15: Ground Freezing Soil Stabilization | 34-11 20 21: Manager |  |  |  | Requests for Information | [10 empty] | IfcEnergyConversionDevice | [14 empty] | IfcControllerType
|  |  | 11-11 21 24 17: Automobile Racing Track | 13-21 11 00: Exterior Parking Spaces | 21-01 20 10 : Walls for Subgrade Enclosures | 23-11 13 11 17 11: Soil Stabilization Fill Blocks | 34-11 20 24: Supervisor |  |  |  | Samples | [10 empty] | IfcEquipmentElement | [14 empty] | IfcCooledBeamType
|  |  | 11-11 21 24: Race Track | 13-21 11 11: Exterior Parking Circulation | 21-01 20 10 10: Subgrade Enclosure Wall Construction | 23-11 13 11 17 13: Soil Stabilization Compressible Fill | 34-11 20 27: Coordinator |  |  |  | Shop Drawings | [10 empty] | IfcFastener | [14 empty] | IfcCoolingTowerType
|  |  | 11-11 21 27: Arena | 13-21 11 13: Exterior Parking Access Control Point | 21-01 20 10 20: Subgrade Enclosure Wall Interior Skin | 23-11 13 11 17: Soil Stabilization Fills | 34-11 20 31: Scheduler |  |  |  | Specifications | [10 empty] | IfcFlowController | [14 empty] | IfcCurtainWallType
|  |  | 11-12 00 00: Education Facility | 13-21 11 15: Exterior Parking Stall | 21-01 20 10 90: Subgrade Enclosure Wall Supplementary Components | 23-11 13 11 19: Other Soil Stabilizations | 34-11 20 34: Project Lead |  |  |  | Test Reports | [10 empty] | IfcFlowFitting | [14 empty] | IfcDamperType
|  |  | 11-12 29 00: Library | 13-21 13 00: Interior Parking Spaces | 21-01 40 : Slabs-On-Grade | 23-11 13 11 21 11: Field Drainage Land Drainage Pipes | 34-20 00 00: Development Roles | [14 empty] | IfcFlowMovingDevice | [14 empty] | IfcDiscreteAccessoryType
|  |  | 11-12 29 11: General Purpose Library | 13-21 13 11: Interior Parking Ramp and Circulation | 21-01 40 10 : Standard Slabs-on-Grade | 23-11 13 11 21: Piped Field Drainage | 34-20 11 00: Design Roles | [14 empty] | IfcFlowSegment | [14 empty] | IfcDistributionChamberElementType
|  |  | 11-12 29 14: Children’s Library | 13-21 13 13: Interior Parking Access Control Point | 21-01 40 20 : Structural Slabs-on-Grade | 23-11 13 11 23: Field Drainage Blocks | 34-20 11 11: Architect | [14 empty] | IfcFlowStorageDevice | [14 empty] | IfcDistributionElementType
|  |  | 11-12 29 17: Special Library | 13-21 13 15: Interior Parking Stall | 21-01 40 30 : Slab Trenches | 23-11 13 11 25 11: Field Drainage Geocomposite Edge Drains | 34-20 11 21: Engineer | [14 empty] | IfcFlowTerminal | [14 empty] | IfcDoorStyle
|  |  | 11-12 29 21: Academic Library | 13-21 13 17: Interior Vehicle Service Space | 21-01 40 40 : Pits and Bases | 23-11 13 11 25 13: Field Drainage Geocomposite In Place Wall Drains | 34-20 11 31: Designer | [14 empty] | IfcFlowTreatmentDevice | [14 empty] | IfcDuctFittingType
|  |  | 11-12 11 00: Daycare or Preschool Facility | 13-23 00 00: Facility Service Spaces | 21-01 40 90 : Slab-On-Grade Supplementary Components | 23-11 13 11 25: Field Drainage Geocomposite Drains | 34-20 11 41: Specifier | [14 empty] | IfcFooting | [14 empty] | IfcDuctSegmentType
|  |  | 11-12 11 11: Daycare Facility | 13-23 11 00: Vertical Penetration | 21-01 40 90 10: Perimeter Insulation | 23-11 13 11 27: Geotextile Subsurface Drainage Filtration | 34-20 21 00: Planning Roles | [14 empty] | IfcFurnishingElement | [14 empty] | IfcDuctSilencerType
|  |  | 11-12 11 14: Preschool Facility | 13-23 11 11 11: Elevator Shaft | 21-01 40 90 20: Vapor Retarder | 23-11 13 11: Soil Stabilization Products | 34-20 21 11: Planner | [14 empty] | IfcMechanicalFastener | [14 empty] | IfcElectricApplianceType
|  |  | 11-12 21 00: K through 12 Learning Facility | 13-23 11 11 13: Elevator Pit | 21-01 40 90 30: Waterproofing | 23-11 15 00: Sheeting and Revetments | 34-20 21 14: Cost Estimator | [14 empty] | IfcMember | [14 empty] | IfcElectricFlowStorageDeviceType
|  |  | 11-12 21 11: Kindergarten | 13-23 11 11 15: Elevator Cab | 21-01 40 90 50: Mud Slab | 23-11 15 11 11: Sheeting Geotextiles | 34-20 21 17: Scheduler | [14 empty] | IfcOpeningElement | [14 empty] | IfcElectricGeneratorType
|  |  | 11-12 21 14: Elementary School | 13-23 11 11 17: Elevator Machine Room | 21-01 40 90 60: Subbase Layer | 23-11 15 11 13: Sheeting Geogrids | 34-20 31 00: Surveyor | [14 empty] | IfcPile | [14 empty] | IfcElectricHeaterType
|  |  | 11-12 21 21: Middle School | 13-23 11 11 19: Dumbwaiter | 21-01 60 : Water and Gas Mitigation | 23-11 15 11 15: Sheeting Geomembranes | 34-20 41 00: Contract Administrator | [14 empty] | IfcPlate | [14 empty] | IfcElectricMotorType
|  |  | 11-12 21 31: High School | 13-23 11 11 21: Escalator | 21-01 60 10 : Building Subdrainage | 23-11 15 11 17: Sheeting Geocomposites | 34-20 51 00: Observational Roles | [14 empty] | IfcProjectionElement | [14 empty] | IfcElectricTimeControlType
|  |  | 11-12 24 00: Higher Education Facility | 13-23 11 11 23: Freight Elevator | 21-01 60 10 10: Foundation Drainage | 23-11 15 11 19: Sheeting Mulch Control Netting | 34-20 51 11: Reviewer | [14 empty] | IfcRailing | [14 empty] | IfcEvaporativeCoolerType
|  |  | 11-12 24 11: University | 13-23 11 11: Mechanical Circulation | 21-01 60 10 20: Underslab Drainage | 23-11 15 11 21: Sheeting Synthetic Erosion Controls | 34-20 51 14: Review Board | [14 empty] | IfcRamp | [14 empty] | IfcEvaporatorType
|  |  | 11-12 24 13: Business School | 13-23 11 13 11: Egress Stairway | 21-01 60 20 : Off-Gassing Mitigation | 23-11 15 11 23: Sheeting Re vegetation Mats | 34-20 51 17: Inspector | [14 empty] | IfcRampFlight | [14 empty] | IfcFanType
|  |  | 11-12 24 14: Science College | 13-23 11 13 13: Tenant Stairway | 21-01 60 20 10: Radon Mitigation | 23-11 15 11 25: Sheeting Turf Reinforcement Mats | 34-20 51 21: Observer | [14 empty] | IfcReinforcingBar | [14 empty] | IfcFastenerType
|  |  | 11-12 24 17: Agricultural School | 13-23 11 13: Stairway | 21-01 60 20 50: Methane Mitigation | 23-11 15 11: Sheeting Geosynthetics | 34-35 00 00: Execution Roles | [14 empty] | IfcRoof | [14 empty] | IfcFilterType
|  |  | 11-12 24 21: Art School | 13-23 11 15: Monumental Stair | 21-01 90 : Substructure Related Activities | 23-11 15 13 11: Revetment Soil Blankets | 34-35 10 00: Procurement Roles | [14 empty] | IfcRoundedEdgeFeature | [14 empty] | IfcFireSuppressionTerminalType
|  |  | 11-12 24 24: Vocational College | 13-23 11 17: Ramp | 21-01 90 10 : Substructure Excavation | 23-11 15 13 13: Pool Revetments | 34-35 10 11: Manufacturer | [14 empty] | IfcSlab | [14 empty] | IfcFlowInstrumentType
|  |  | 11-12 24 27: Liberal Arts College | 13-23 11 19: Chimney | 21-01 90 10 10: Backfill and Compaction | 23-11 15 13 15: Trench Revetments | 34-35 10 14: Fabricator | [14 empty] | IfcStair | [14 empty] | IfcFlowMeterType
|  |  | 11-12 24 31: Military Academy | 13-23 11 21: Chute | 21-01 90 20 : Construction Dewatering | 23-11 15 13 17: Revetment Rock Linings | 34-35 10 17: Distributor | [14 empty] | IfcStairFlight | [14 empty] | IfcFurnishingElementType
|  |  | 11-12 24 34: Professional College | 13-23 11 23 11: Power Distribution Riser | 21-01 90 30 : Excavation Support | 23-11 15 13 19: Revetment Ripraps | 34-35 10 21 11: Product Representative | [14 empty] | IfcTendonAnchor | [14 empty] | IfcFurnitureType
|  |  | 11-13 00 00: Public Service Facility | 13-23 11 23 13: Information Signal Distribution Riser | 21-01 90 30 10: Anchor Tiebacks | 23-11 15 13: Revetments | 34-35 10 21: Supplier | [14 empty] | IfcTransportElement | [14 empty] | IfcGasTerminalType
|  |  | 11-13 11 23: Public Health and Safety Facility | 13-23 11 23 15: Gas Distribution Riser | 21-01 90 30 20: Cofferdams | 23-11 17 00: Retention Structures | 34-35 10 24: Buyer | [14 empty] | IfcWall | [14 empty] | IfcHeatExchangerType
|  |  | 11-13 11 37: Public Grounds Fencing, Gate, or Guard Tower | 13-23 11 23 17: Liquid Distribution Riser | 21-01 90 30 40: Cribbing and Walers | 23-11 17 11: Sheet Piles | 34-35 15 00: Construction Roles | [14 empty] | IfcWallStandardCase | [14 empty] | IfcHumidifierType
|  |  | 11-13 11 00: Government Facility | 13-23 11 23: Service Riser Space | 21-01 90 30 60: Ground Freezing | 23-11 17 13 11 11: Retaining Slurry Wall Membranes | 34-35 15 11: Contractor | [14 empty] | IfcWindow | [14 empty] | IfcJunctionBoxType
|  |  | 11-13 11 11: Administrative Government Facility | 13-23 12 00: Horizontal Infrastructure/Service Space, Non-Occupied | 21-01 90 30 70: Slurry Walls | 23-11 17 13 11: Retaining Diaphragm Walls | 34-35 15 14: Sub Contractor | [29 empty] | IfcLampType
|  |  | 11-13 11 14: Regulatory Agency Facility | 13-23 12 11: Power Distribution Network | 21-01 90 40 : Soil Treatment | 23-11 17 13 13: Continuous Retaining Walls | 34-35 15 17: Project Engineer | [29 empty] | IfcLightFixtureType
|  |  | 11-13 11 17: Courthouse | 13-23 12 13: Information Signal Network | 21-02 00 00: Shell | 23-11 17 13 15: Retaining Crib Walls | 34-35 15 21 11: Craftsperson | [29 empty] | IfcMechanicalFastenerType
|  |  | 11-13 11 21: Legislative Facility | 13-23 12 15: Gas Distribution Network | 21-02 10 : Superstructure | 23-11 17 13: Retaining Walls | 34-35 15 21 14: Journeyman | [29 empty] | IfcMemberType
|  |  | 11-13 11 23 11: National Center | 13-23 12 17: Liquid Distribution Spaces | 21-02 10 10 : Floor Construction | 23-11 17 15: Gabions | 34-35 15 21 17: Apprentice | [29 empty] | IfcMotorConnectionType
|  |  | 11-13 11 23 14: Regional Fusion Center | 13-23 13 00: Control Room | 21-02 10 10 10: Floor Structural Frame | 23-11 17 17: Fascines | 34-35 15 21: Tradesperson | [29 empty] | IfcOutletType
|  |  | 11-13 11 24 11: Booking Facility | 13-23 13 11: Fire Command Center | 21-02 10 10 20: Floor Decks, Slabs, and Toppings | 23-11 19 00: Slide and Avalanche Protection | 34-35 15 24 11: Skilled Laborer | [29 empty] | IfcPipeFittingType
|  |  | 11-13 11 24 14: Custody Transfer Facility | 13-23 13 13: Guard Stations | 21-02 10 10 30: Balcony Floor Construction | 23-11 19 11: Bolt Down Snow Fences | 34-35 15 24 14: Unskilled Laborer | [29 empty] | IfcPipeSegmentType
|  |  | 11-13 11 24 17: Placement Facility | 13-23 15 00: Loading Dock | 21-02 10 10 40: Mezzanine Floor Construction | 23-11 19 13: Clamp on Equipment | 34-35 15 24: Laborer | [29 empty] | IfcPlateType
|  |  | 11-13 11 24: Police Station | 13-23 17 00: Restroom | 21-02 10 10 50: Ramps | 23-11 21 00: Pavements | 34-35 15 27: Installer | [29 empty] | IfcProtectiveDeviceType
|  |  | 11-13 11 27: Post Office | 13-23 17 11: Men's Restroom | 21-02 10 10 90: Floor Construction Supplementary Components | 23-11 21 11: Porous Paving | 34-35 15 31: Operator | [29 empty] | IfcPumpType
|  |  | 11-13 11 31: Fire Station | 13-23 17 13: Women's Restroom | 21-02 10 20 : Roof Construction | 23-11 21 13 11: Portable Roadways | 34-41 00 00: Utilization Roles | [29 empty] | IfcRailingType
|  |  | 11-13 11 33 11: Prison | 13-23 17 15: Unisex Restroom | 21-02 10 20 10: Roof Structural Frame | 23-11 21 13 13 11: Roadway Antiskid Texturing | 34-41 14 00: Facility Use Roles | [29 empty] | IfcRampFlightType
|  |  | 11-13 11 33 14: Jail | 13-23 19 00: Utility Equipment Room | 21-02 10 20 20: Roof Decks, Slabs, and Sheathing | 23-11 21 13 13: Roadway Surfacing | 34-41 14 11: Facility Manager | [29 empty] | IfcSanitaryTerminalType
|  |  | 11-13 11 33 17: Immigration Detention Center | 13-23 19 11: Refrigerant Machinery Room | 21-02 10 20 30: Canopy Construction | 23-11 21 13 15 11: Crosswalks | 34-41 14 14: Facility Maintenance | [29 empty] | IfcSensorType
|  |  | 11-13 11 33 21: Juvenile Detention Center | 13-23 19 13: Furnace Room | 21-02 10 20 90: Roof Construction Supplementary Components | 23-11 21 13 15 13: Warning Tiles | 34-41 14 17: Facility Engineer | [29 empty] | IfcSlabType
|  |  | 11-13 11 33: Detention Center | 13-23 19 15: Incinerator Room | 21-02 10 80 : Stairs | 23-11 21 13 15: Detectable Warning Surfaces for Roadways | 34-41 31 00: Facility Service Roles | [29 empty] | IfcStackTerminalType
|  |  | 11-13 11 34: Embassy | 13-23 19 17: Fuel Room | 21-02 10 80 10: Stair Construction | 23-11 21 13: Roadways | 34-41 31 11: Custodian | [29 empty] | IfcStairFlightType
|  |  | 11-13 21 00: Military Facility | 13-23 19 19: Gas Room | 21-02 10 80 30: Stair Soffits | 23-11 21 15 11: Portable Runway | 34-55 00 00: Support Roles | [29 empty] | IfcSwitchingDeviceType
|  |  | 11-13 21 11 01: Pentagon | 13-23 19 21: Liquid Storage Room | 21-02 10 80 50: Stair Railings | 23-11 21 15 13: Helicopter Landing Pads | 34-55 11 00: Administrative Service Roles | [29 empty] | IfcSystemFurnitureElementType
|  |  | 11-13 21 11: Military Headquarters | 13-23 19 23: Liquid Use, Dispensing and Mixing Room | 21-02 10 80 60: Fire Escapes | 23-11 21 15 15 11: Runway Antiskid Texturing | 34-55 11 11: Administrative Assistant | [29 empty] | IfcTankType
|  |  | 11-13 21 12: Administrative Military Facility | 13-23 19 25: Hydrogen Cutoff Room | 21-02 10 80 70: Metal Walkways | 23-11 21 15 15: Runway Surfacing | 34-55 11 14: Receptionist | [29 empty] | IfcTransformerType
|  |  | 11-13 21 14: Military Training Facility | 13-23 19 27: Electrical Room | 21-02 10 80 80: Ladders | 23-11 21 15: Runways | 34-55 11 17: Records Manager | [29 empty] | IfcTransportElementType d
|  |  | 11-13 21 17: Military Research Facility | 13-23 19 29: Switch Room | 21-02 20 : Exterior Vertical Enclosures | 23-11 21 17 11 11: Asphalt Block Pavers | 34-55 11 21: Intern | [29 empty] | IfcTubeBundleType
|  |  | 11-13 21 21: Military Base | 13-23 19 31: Telecommunications Room | 21-02 20 10 : Exterior Walls | 23-11 21 17 11 13: Brick Pavers | 34-55 11 24: Assistant | [29 empty] | IfcUnitaryEquipmentType
|  |  | 11-13 21 24: Military Field Facility | 13-23 19 33: Transformer Vault | 21-02 20 10 10: Exterior Wall Veneer | 23-11 21 17 11 15: Interlocking Precast Concrete Pavers | 34-55 11 27: Trainer | [29 empty] | IfcValveType
|  |  | 11-13 21 27: Joint Services Facility | 13-23 21 00: Waste and Recycling Spaces | 21-02 20 10 20: Exterior Wall Construction | 23-11 21 17 11 17: Precast Concrete Pavers | 34-55 14 00: Professional Service Roles | [29 empty] | IfcVibrationIsolatorType
|  |  | 11-13 21 31: Remote Delivery Facility | 13-23 21 11: Hazardous Waste Storage | 21-02 20 10 30: Exterior Wall Interior Skin | 23-11 21 17 11 19: Pressed Pavers | 34-55 14 11: Consultant | [29 empty] | IfcWallType
|  |  | 11-13 21 34: Military Ground Operational Facility Other Than Building | 13-23 23 00: Building Service Support Spaces | 21-02 20 10 40: Fabricated Exterior Wall Assemblies | 23-11 21 17 11 21: Stone Pavers | 34-55 14 14: Librarian | [29 empty] | IfcWasteTerminalType
|  |  | 11-13 21 37: Military Operational Support Facility Other Than Building | 13-23 23 11: Building Manager Office | 21-02 20 10 50: Parapets | 23-11 21 17 11: Unit Pavers | 34-55 14 17: Draftsperson | [29 empty] | IfcWindowStyle
|  |  | 11-13 21 41: Military Locker Room Facility | 13-23 23 13: Custodial Space | 21-02 20 10 60: Equipment Screens | 23-11 21 17: Paving Blocks | 34-55 14 19 11: Salesperson | [29 empty] | IfcWindowStyle
|  |  | 11-13 21 44: Military Exchange Support Facility | 13-23 23 15: Shop Area | 21-02 20 10 80: Exterior Wall Supplementary Components | 23-11 21 19: Pavement Slabs | 34-55 14 19: Marketing Roles
|  |  | 11-13 21 47: Military Exchange Warehouse | 13-23 23 17: Access Chamber | 21-02 20 10 90: Exterior Wall Opening Supplementary Components | 23-11 21 21 11 11 11: Metal Pipe Arch Culverts | 34-55 14 22 11: Accountant
|  |  | 11-13 21 51: Simulation Facility | 13-23 23 19: Areaway | 21-02 20 20 : Exterior Windows | 23-11 21 21 11 11: Pipe Culverts | 34-55 14 22 14: Banker
|  |  | 11-13 21 54: Military Training Support Facility | 13-23 23 21: Service Space | 21-02 20 20 10: Exterior Operating Windows | 23-11 21 21 11 13 11: Concrete Arch Buried Bridge Culverts | 34-55 14 22 17: Record Keeper
|  |  | 11-13 21 57: Military Training Facility Other Than Building | 13-23 23 23: Furred Space | 21-02 20 20 20: Exterior Fixed Windows | 23-11 21 21 11 13 13: Concrete Arch Culverts | 34-55 14 22 21: Bookkeeper
|  |  | 11-13 21 61: Impact, Maneuver, and Training Area | 13-23 23 25: Crawl Space | 21-02 20 20 30: Exterior Window Wall | 23-11 21 21 11 13 15: Concrete Box Culverts | 34-55 14 22: Financial Roles
|  |  | 11-13 21 64: Small Arms Range | 13-23 23 27: Attic Space | 21-02 20 20 50: Exterior Special Function Windows | 23-11 21 21 11 13 17: Concrete Rigid Frame Culverts | 34-55 14 24: Lawyer
|  |  | 11-13 21 67: Weapon Range | 13-23 23 29: Plenum | 21-02 20 50 : Exterior Doors and Grilles | 23-11 21 21 11 13: Concrete Culverts | 34-55 14 27: Agent
|  |  | 11-13 21 71: Team and Unit Range | 13-23 25 00: Equipment Platform | 21-02 20 50 10: Exterior Entrance Doors | 23-11 21 21 11: Culverts | 34-55 14 31: Specialist
|  |  | 11-13 21 74: Explosives and Flame Range | 13-23 27 00: Interstitial Space | 21-02 20 50 20: Exterior Utility Doors | 23-11 21 21 13: Catch Basins | 34-61 00 00: Group Roles
|  |  | 11-13 21 77 11: Guided Missile Maintenance Facility | 13-23 29 00: Unimproved Shell | 21-02 20 50 30: Exterior Oversize Doors | 23-11 21 21 15: Channels | 34-61 11 00: Teams
|  |  | 11-13 21 77 14: Weapons and Spares Maintenance Facility | 13-23 31 00: Alteration or Conversion Space | 21-02 20 50 40: Exterior Special Function Doors | 23-11 21 21 17: Cleanouts | 34-61 11 11: Task Team
|  |  | 11-13 21 77 17: Ammunition, Explosives, and Toxic Maintenance Facility | 13-25 00 00: Circulation Spaces | 21-02 20 50 60: Exterior Grilles | 23-11 21 21: Pavement Drainage | 34-61 11 21: Task Force
|  |  | 11-13 21 77 21: Miscellaneous Items and Equipment Maintenance Facility | 13-25 11 00: Primary Circulation Spaces | 21-02 20 50 70: Exterior Gates | 23-11 23 00: Parking Controls | 34-61 21 00: Boards
|  |  | 11-13 21 77 24: Installation Repair and Operation Maintenance Facility | 13-25 11 11: Corridor | 21-02 20 50 90: Exterior Door Supplementary Components | 23-11 23 11: Parking Meters | 34-61 21 11: Board of Directors
|  |  | 11-13 21 77: Military Maintenance Facility | 13-25 11 13: Aisle | 21-02 20 70 : Exterior Louvers and Vents | 23-11 23 13: Parking Ticket Dispensers | 34-61 31 00: Committees
|  |  | 11-13 27 00: Public Welfare Facility | 13-25 11 15: Mall | 21-02 20 70 10: Exterior Louvers | 23-11 23 15: Parking Coin Machine Units | 34-61 31 21: Ad Hoc Committee
|  |  | 11-13 27 11: Homeless Shelter | 13-25 11 17: Concourse | 21-02 20 70 50: Exterior Vents | 23-11 23 17: Parking Key and Card Control Units | 34-61 41 00: Business Organizations
|  |  | 11-13 27 14: Food Bank | 13-25 11 19: Breezeway | 21-02 20 80 : Exterior Wall Appurtenances | 23-11 23 19: Parking Gates | 34-61 41 11: Corporation
|  |  | 11-13 27 17: Forestry Guard Station | 13-25 11 21: Moving Walkway | 21-02 20 80 10: Exterior Fixed Grilles and Screens | 23-11 23 21: Parking Dividers | 34-61 41 21: Partnership
|  |  | 11-13 27 21: Air Raid/Fallout Shelter | 13-25 13 00: Transitional Circulation Spaces | 21-02 20 80 30: Exterior Opening Protection Devices | 23-11 23 23 11: Handicap Parking Signs | 34-61 41 31: Sole Proprietorship
|  |  | 11-13 27 23: Miscellaneous Personnel Shelter | 13-25 13 11: Entry Vestibule | 21-02 20 80 50: Exterior Balcony Walls and Railings | 23-11 23 23 13: Parking Time Zone Signs | 34-61 41 41: Joint Venture
|  |  | 11-13 27 26: Public Restroom/Shower | 13-25 13 13: Entry Lobby | 21-02 20 80 70: Exterior Fabrications | 23-11 23 23 15: Parking Tow Away Signs | 34-61 41 51: Single Purpose Entity
|  |  | 11-13 29 14: Foster Home | 13-25 13 15: Box Lobby | 21-02 20 80 80: Bird Control Devices | 23-11 23 23: Parking Signs | 34-61 51 00: Nonprofit Organizations
|  |  | 11-13 29 00: Juvenile Facility | 13-25 13 17: Vestibule | 21-02 20 90 : Exterior Wall Specialties | 23-11 25 00: Site Barrier Products | 34-61 51 11: Association
|  |  | 11-13 29 11: Orphanage | 13-25 13 19: Elevator Lobby | 21-02 30 : Exterior Horizontal Enclosures | 23-11 25 11 11: Anti Ram Wedge Barriers | 34-61 51 21: Foundation
|  |  | 11-14 00 00: Cultural Facility | 13-25 13 21: Freight Elevator Vestibule | 21-02 30 10 : Roofing | 23-11 25 11: Perimeter Entry Devices | 34-61 51 31: Union
|  |  | 11-14 15 00: Monument and Memorial | 13-25 13 23: Landing | 21-02 30 10 10: Steep Slope Roofing | 23-11 25 13 11: Precast Perimeter Concrete Panel Perimeter Walls
|  |  | 11-14 21 00: Museum | 13-25 13 25: Anteroom | 21-02 30 10 50: Low-Slope Roofing | 23-11 25 13 13: Precast Perimeter Post Perimeter Walls
|  |  | 11-14 21 11: Art Museum | 13-25 13 27: Air Lock | 21-02 30 10 70: Canopy Roofing | 23-11 25 13: Perimeter Walls
|  |  | 11-14 21 14: History Museum | 13-25 13 29: Sally Port | 21-02 30 10 90: Roofing Supplementary Components | 23-11 25 15 11 11: Anti Ram Drop Arm Gates
|  |  | 11-14 21 17: Science and Technology Museum | 13-25 13 31: Jet Way | 21-02 30 20 : Roof Appurtenances | 23-11 25 15 11: Drop Arm Gates
|  |  | 11-14 21 21: Children’s Museum | 13-25 15 00: Connector | 21-02 30 20 10: Roof Accessories | 23-11 25 15 13: Rolling Gates
|  |  | 11-14 21 24: Special Purpose Museum | 13-25 17 00: External Circulation Spaces | 21-02 30 20 30: Roof Specialties | 23-11 25 15 15 11: Anti Ram Sliding Gates
|  |  | 11-14 24 00: Religious Institution | 13-25 19 00: Secondary Circulation Spaces | 21-02 30 20 70: Rainwater Management | 23-11 25 15 15 13: Anti Climb Sliding Gates
|  |  | 11-14 24 11: Religious Facility | 13-25 19 11: Door Set-Back | 21-02 30 40 : Traffic Bearing Horizontal Enclosures | 23-11 25 15 15: Sliding Gates
|  |  | 11-14 24 15: Religious Education Facility | 13-25 21 00: Restricted Spaces | 21-02 30 40 10: Traffic Bearing Coatings | 23-11 25 15 17: Swinging Gates
|  |  | 11-14 24 18: Religious Monument or Icon | 13-25 23 00: Refuge Spaces | 21-02 30 40 30: Horizontal Waterproofing Membrane | 23-11 25 15 19: Folding Gates
|  |  | 11-14 24 21: Religious Pilgrimage Site | 13-31 00 00: Education and Training Spaces | 21-02 30 40 50: Wear Surfaces | 23-11 25 15: Perimeter Gates
|  |  | 11-14 24 24: Religious Retreat | 13-31 11 00: Breakout Space | 21-02 30 40 90: Horizontal Enclosure Supplementary Components | 23-11 25 17: Gate Hardware
|  |  | 11-15 00 00: Recreation Facility | 13-31 13 00: Lecture and Classroom Spaces | 21-02 30 60 : Horizontal Openings | 23-11 25 19 11: Barbed Wire Fences
|  |  | 11-15 11 00: Outdoor Recreation Facility | 13-31 13 11: Lecture Classroom | 21-02 30 60 10: Roof Windows and Skylights | 23-11 25 19 13: Concertina Wire Fences
|  |  | 11-15 11 11: Nature Preserve | 13-31 13 13: Classrooms (age 9 plus) | 21-02 30 60 50: Vents and Hatches | 23-11 25 19 15: Composite Fences
|  |  | 11-15 11 14: Hunting Preserve | 13-31 13 15: Classrooms (ages 5–8) | 21-02 30 60 90: Horizontal Opening Supplementary Components | 23-11 25 19 17: Ornamental Metal Fences
|  |  | 11-15 11 21: Fishing Preserve | 13-31 13 17: Lecture Hall (Fixed Seats) | 21-02 30 80 : Overhead Exterior Enclosures | 23-11 25 19 19: Chain Link Metal Fences
|  |  | 11-15 11 27: Target Range | 13-31 13 19: Assembly Hall | 21-02 30 80 10: Exterior Ceilings | 23-11 25 19 21: Panel Fences
|  |  | 11-15 11 34 11: Ski Slope | 13-31 13 21: Seminar Room | 21-02 30 80 20: Exterior Soffits | 23-11 25 19 23: Plastic Fences
|  |  | 11-15 11 34 14: Outdoor Skating Rink | 13-31 15 00: Class Laboratories | 21-02 30 80 30: Exterior Bulkheads | 23-11 25 19 25: Post Fences
|  |  | 11-15 11 34 17: Snowmobile Course | 13-31 15 11 11: Physics Teaching Laboratory | 21-03 00 00: Interiors | 23-11 25 19 27: Rail Fences
|  |  | 11-15 11 34: Outdoor Winter Sports Facility | 13-31 15 11 13: Astronomy Teaching Laboratory | 21-03 10 10 : Interior Partitions | 23-11 25 19 29: Razor Wire Fences
|  |  | 11-15 11 36 11: Golf Driving Range | 13-31 15 11: Open Class Laboratory | 21-03 10 10 10: Interior Fixed Partitions | 23-11 25 19 31: Wood Fences
|  |  | 11-15 11 36 15: Golf Course | 13-31 15 13: Research/non-class Class Laboratory | 21-03 10 10 20: Interior Glazed Partitions | 23-11 25 19 33: Fencing Fabrics
|  |  | 11-15 11 36 18: Miniature Golf Course | 13-31 15 15: Laboratory Service Space | 21-03 10 10 40: Interior Demountable Partitions | 23-11 25 19 35 11: Barbed Wire
|  |  | 11-15 11 36 21: Golf Pitch and Putt Course | 13-31 17 00: Training Spaces | 21-03 10 10 50: Interior Operable Partitions | 23-11 25 19 35 13: Concertina Wire
|  |  | 11-15 11 36: Golf Facility | 13-31 17 11: Computer Lab | 21-03 10 10 70: Interior Screens | 23-11 25 19 35 15: Fence Posts
|  |  | 11-15 11 39: Playground | 13-31 17 13: Woodshop/Metalshop | 21-03 10 10 90: Interior Partition Supplementary Components | 23-11 25 19 35: Fencing Accessories
|  |  | 11-15 11 41 11: Outdoor Tennis Facility | 13-31 17 15: Training Support Space | 21-03 10 20 : Interior Windows | 23-11 25 19: Fences
|  |  | 11-15 11 41 14: Outdoor Squash Facility | 13-31 17 17: Religious Education Space | 21-03 10 20 10: Interior Operating Windows | 23-11 27 00: Landscaping
|  |  | 11-15 11 41 17: Outdoor Racquetball Facility | 13-31 19 00: Study Spaces | 21-03 10 20 20: Interior Fixed Windows | 23-11 27 11 11 11: Loam
|  |  | 11-15 11 41: Outdoor Racquet Sports Facility | 13-31 19 13: Study Room | 21-03 10 20 50: Interior Special Function Windows | 23-11 27 11 11 13: Peat Soil
|  |  | 11-15 11 44 11: Outdoor Swimming Pool | 13-31 19 15: Study Service | 21-03 10 20 90: Interior Window Supplementary Components | 23-11 27 11 11: Topsoil
|  |  | 11-15 11 44 14: Outdoor Water Park | 13-33 00 00: Recreation Spaces | 21-03 10 30 : Interior Doors | 23-11 27 11 13: Soil Fertilizers
|  |  | 11-15 11 44: Outdoor Water Recreation Facility | 13-33 11 00: Athletic Recreation Spaces | 21-03 10 30 10: Interior Swinging Doors | 23-11 27 11 15 11: Combined Soil Fertilizer and Herbicides
|  |  | 11-15 11 47 11: Outdoor Football Field | 13-33 11 11 11: Bleacher | 21-03 10 30 20: Interior Entrance Doors | 23-11 27 11 15: Soil Herbicides
|  |  | 11-15 11 47 14: Outdoor Soccer Field | 13-33 11 11: Athletic Spectator Seating | 21-03 10 30 25: Interior Sliding Doors | 23-11 27 11 17: Mulch
|  |  | 11-15 11 47 17: Outdoor Baseball or Softball Diamond | 13-33 11 13 11: Baseball Field | 21-03 10 30 30: Interior Folding Doors | 23-11 27 11 19: Soil Mats
|  |  | 11-15 11 47 21: Outdoor Basketball Court | 13-33 11 13 13: Softball Fields | 21-03 10 30 40: Interior Coiling Doors | 23-11 27 11 21: Plant Netting
|  |  | 11-15 11 47: Outdoor Team Sports Facility | 13-33 11 13 15: Dugouts | 21-03 10 30 50: Interior Panel Doors | 23-11 27 11 23: Landscaping Stakes
|  |  | 11-15 11 52: Outdoor Sports Training Facility | 13-33 11 13 17: Grass Playing Fields | 21-03 10 30 70: Interior Special Function Doors | 23-11 27 11 25: Landscaping Blankets
|  |  | 11-15 11 55: Pavilion | 13-33 11 13 19: Synthetic Fields | 21-03 10 30 80: Interior Access Doors and Panels | 23-11 27 11 27: Landscaping Ground Covers
|  |  | 11-15 11 58 11: Zoo/Nature Facility | 13-33 11 13 21: Football Field | 21-03 10 30 90: Interior Door Supplementary Components | 23-11 27 11 29: Landscaping Forms
|  |  | 11-15 11 58 14: Wildlife Management Area | 13-33 11 13 23: Soccer Field | 21-03 10 40 : Interior Grilles and Gates | 23-11 27 11 31: Landscaping Stabilizers
|  |  | 11-15 11 58: Animal Recreation Facility | 13-33 11 13 25: Basketball Courts | 21-03 10 40 10: Interior Grilles | 23-11 27 11 33: Lime
|  |  | 11-15 11 98: Outdoor Multipurpose Recreation Facility | 13-33 11 13 27: Field Light Poles | 21-03 10 40 50: Interior Gates | 23-11 27 11 35 11: Lawnmowers
|  |  | 11-15 21 00: Indoor Recreation Facility | 13-33 11 13 29: Press Box | 21-03 10 60 : Raised Floor Construction | 23-11 27 11 35 13: Garden Tractors
|  |  | 11-15 21 09 11: Indoor Football Field | 13-33 11 13 31: Scoreboards | 21-03 10 60 10: Access Flooring | 23-11 27 11 35: Mowing Equipment
|  |  | 11-15 21 09 14: Indoor Soccer Field | 13-33 11 13: Team Athletic Recreation Spaces | 21-03 10 60 30: Platform/Stage Floors | 23-11 27 11 37: Pruning Equipment
|  |  | 11-15 21 09 17: Indoor Baseball or Softball Diamond | 13-33 11 15 11: Hard Playing Surfaces | 21-03 10 70 : Suspended Ceiling Construction | 23-11 27 11 39: Watering Equipment
|  |  | 11-15 21 09: Indoor Team Sports Facility | 13-33 11 15 13: Tennis Courts | 21-03 10 70 10: Acoustical Suspended Ceilings | 23-11 27 11: Plant Maintenance and Preparation Products
|  |  | 11-15 21 11 11: Indoor Basketball Court | 13-33 11 15 15: Volleyball Court | 21-03 10 70 20: Suspended Plaster and Gypsum Board Ceilings | 23-11 27 13 11: Landscaping Edging
|  |  | 11-15 21 11 14: Indoor Volleyball Court | 13-33 11 15 17: Golf Course | 21-03 10 70 50: Specialty Suspended Ceilings | 23-11 27 13 13: Landscape Timbers
|  |  | 11-15 21 11: Indoor Team Court Sports Facility | 13-33 11 15 19: Driving Range | 21-03 10 70 70: Special Function Suspended Ceilings | 23-11 27 13 15 11: Boulders
|  |  | 11-15 21 14: Indoor Ice Skating Rink | 13-33 11 15 21: Golf Course Support Space | 21-03 10 70 90: Ceiling Suspension Components | 23-11 27 13 15: Landscape Stone
|  |  | 11-15 21 21 11: Indoor Swimming Pool | 13-33 11 15 23: Skating Rink | 21-03 10 90 : Interior Specialties | 23-11 27 13 17: Planters
|  |  | 11-15 21 21 14: Indoor High Diving Facility | 13-33 11 15 25: Boxing Ring | 21-03 10 90 10: Interior Railings and Handrails | 23-11 27 13 19: Tree Grates
|  |  | 11-15 21 21 17: Indoor Water Park | 13-33 11 15 27: Wrestling Mat | 21-03 10 90 15: Interior Louvers | 23-11 27 13 21: Tree Grids
|  |  | 11-15 21 21: Indoor Water Recreation Facility | 13-33 11 15 29: Diving Board | 21-03 10 90 20: Information Specialties | 23-11 27 13 23: Tree Guards
|  |  | 11-15 21 24 11: Indoor Tennis Facility | 13-33 11 15 31: Bowling Lane | 21-03 10 90 25: Compartments and Cubicles | 23-11 27 13 25: Plant Tubs
|  |  | 11-15 21 24 14: Indoor Squash Facility | 13-33 11 15 33: Dart Throwing Area | 21-03 10 90 30: Service Walls | 23-11 27 13: Planting Accessories
|  |  | 11-15 21 24 17: Indoor Racquetball Facility | 13-33 11 15 35: Circuit Training Course Area | 21-03 10 90 35: Wall and Door Protection | 23-11 27 15 11 11: Installed Sprinkler Heads
|  |  | 11-15 21 24: Indoor Racquet Sports Facility | 13-33 11 15 37: Running Tracks | 21-03 10 90 40: Toilet, Bath, and Laundry Accessories | 23-11 27 15 11 13: Portable Lawn Sprinklers
|  |  | 11-15 21 28: Indoor Sports Training Facility | 13-33 11 15 39: Ski Lift Space | 21-03 10 90 45: Interior Gas Lighting | 23-11 27 15 11: Irrigation Sprinklers
|  |  | 11-15 21 31 11: Fitness and Training Facility | 13-33 11 15 41: Exercise Space | 21-03 10 90 50: Fireplaces and Stoves | 23-11 27 15 13 11: Irrigation Weep Hoses
|  |  | 11-15 21 31 14: Martial Arts Facility | 13-33 11 15 43: Workout Station | 21-03 10 90 60: Safety Specialties | 23-11 27 15 13: Irrigation Hoses
|  |  | 11-15 21 31 17: Boxing Facility | 13-33 11 15 45: Aerobic Studio | 21-03 10 90 70: Storage Specialties | 23-11 27 15: Irrigation Equipment
|  |  | 11-15 21 31 21: Gymnastics Facility | 13-33 11 15 47: Climbing Wall | 21-03 10 90 90: Other Interior Specialties | 23-11 27 17 11: Hydro Mulch
|  |  | 11-15 21 31: Indoor Individual Athletic Recreation Facility | 13-33 11 15 49: Ropes Course Elements | 21-03 10: Interior Construction | 23-11 27 17 13: Grass Plugs
|  |  | 11-15 21 37 11: Bowling Alley | 13-33 11 15: Individual Athletic Recreation Spaces | 21-03 20 : Interior Finishes | 23-11 27 17 15: Grass Seeds and Soil Supplements
|  |  | 11-15 21 37 14: Billiards Facility | 13-33 13 00: Swimming Pools | 21-03 20 10 : Wall Finishes | 23-11 27 17 17: Sod
|  |  | 11-15 21 37 17: Amusement Arcade | 13-33 13 11: Outdoor Swimming Pool | 21-03 20 10 10: Tile Wall Finish | 23-11 27 17: Lawns and Grasses
|  |  | 11-15 21 37 21: Social Club Facility | 13-33 13 13 11: Diving Tank | 21-03 20 10 20: Wall Paneling | 23-11 27 19 11: Shrubs
|  |  | 11-15 21 37: Non-Athletic Indoor Recreation Facility | 13-33 13 13: Indoor Swimming Pool | 21-03 20 10 30: Wall Coverings | 23-11 27 19 13: Trees
|  |  | 11-15 21 98: Indoor Multipurpose Recreation Facility | 13-33 15 00: Non-Athletic Recreation Spaces | 21-03 20 10 35: Wall Carpeting | 23-11 27 19 15: Plants
|  |  | 11-16 00 00: Housing Facility | 13-33 15 11: Park | 21-03 20 10 50: Stone Facing | 23-11 27 19 17: Plant Bulbs
|  |  | 11-16 11 00: Single Family Residence | 13-33 15 13: Pleasure Garden | 21-03 20 10 60: Special Wall Surfacing | 23-11 27 19 19: Floral Plant
|  |  | 11-16 11 11: Studio Family Residence | 13-33 15 15: Indoor Firing Range | 21-03 20 10 70: Wall Painting and Coating | 23-11 27 19 21: Non Flowering Plant
|  |  | 11-16 11 14: One-Bedroom Family Residence | 13-33 15 17: Outdoor Shooting Range | 21-03 20 10 80: Acoustical Wall Treatment | 23-11 27 19: Plants
|  |  | 11-16 11 17: Multiple Bedroom Family Residence | 13-33 15 19: Recreational Deck | 21-03 20 10 90: Wall Finish Supplementary Components | 23-11 27 21 11: Pond Liners
|  |  | 11-16 15 00: Movable Housing Facility | 13-33 15 21: Playground | 21-03 20 20 : Interior Fabrications | 23-11 27 21 13: Pond Filters
|  |  | 11-16 15 11: Family Housing Trailer Site | 13-33 15 23: Game Room | 21-03 20 30 : Flooring | 23-11 27 21: Pond Equipment
|  |  | 11-16 15 13: Family Housing Trailer/Relocatable | 13-33 15 25: Gambling Table | 21-03 20 30 10: Flooring Treatment | 23-11 29 00: Site Furnishings
|  |  | 11-16 21 00: Multiple Family Residences | 13-33 15 27: Amusement Ride | 21-03 20 30 20: Tile Flooring | 23-11 29 11 11: Bicycle Racks
|  |  | 11-16 21 11: Duplex | 13-33 15 29: Parade Grounds | 21-03 20 30 30: Specialty Flooring | 23-11 29 11 13: Bicycle Shelters
|  |  | 11-16 21 14: Co-housing Multiple Family Residence | 13-33 15 31: Computer-Aided Visual Environment | 21-03 20 30 40: Masonry Flooring | 23-11 29 11 15: Bicycle Lockers
|  |  | 11-16 21 17: Small Complex Multiple Family Residence | 13-33 15 33: Hobby and Craft Center | 21-03 20 30 45: Wood Flooring | 23-11 29 11: Bicycle Racks and Shelters
|  |  | 11-16 21 21: Large Complex Multiple Family Residence | 13-33 15 35: Dance Floors | 21-03 20 30 50: Resilient Flooring | 23-11 29 13 11: Exterior Benches
|  |  | 11-16 21 25: Government Subsidized Residence | 13-33 17 00: Wellness Spaces | 21-03 20 30 60: Terrazzo Flooring | 23-11 29 13 13: Exterior Chairs
|  |  | 11-16 21 29: LIHTC Tax Credit Housing | 13-33 17 11 11: Exercise Room | 21-03 20 30 70: Fluid-Applied Flooring | 23-11 29 13: Exterior Seating
|  |  | 11-16 27 00: Dormitory | 13-33 17 11 13: Weight Room | 21-03 20 30 75: Carpeting | 23-11 29 15: Exterior Tables
|  |  | 11-16 27 11: Single-Gender Dormitory | 13-33 17 11: Fitness Center | 21-03 20 30 80: Athletic Flooring | 23-11 29 17 11 11: Patio Chairs
|  |  | 11-16 27 14: Mixed-Gender Dormitory | 13-35 00 00: Government Spaces | 21-03 20 30 85: Entrance Flooring | 23-11 29 17 11 13: Patio Benches
|  |  | 11-16 27 18: Student Apartment | 13-35 11 00: Judicial Spaces | 21-03 20 30 90: Flooring Supplementary Components | 23-11 29 17 11 15: Patio Chaise Lounges
|  |  | 11-16 27 22: Fraternity/Sorority House | 13-35 11 11 11: Jury Box | 21-03 20 40 : Stair Finishes | 23-11 29 17 11 17: Patio Sofas
|  |  | 11-16 31 00: Special Care Residence | 13-35 11 11 13: Jury Room | 21-03 20 40 20: Tile Stair Finish | 23-11 29 17 11: Patio Seating
|  |  | 11-16 31 14: Physical Disability Care Residence | 13-35 11 11 15: Judge’s Bench | 21-03 20 40 40: Masonry Stair Finish | 23-11 29 17 13 11: Patio Dining Tables
|  |  | 11-16 31 17: Behavioral Disability Care Residence | 13-35 11 11 17: Evidence Room | 21-03 20 40 45: Wood Stair Finish | 23-11 29 17 13 13: Patio Sofa Tables
|  |  | 11-16 42 00: Senior Housing | 13-35 11 11 19: Jury Assembly Space | 21-03 20 40 50: Resilient Stair Finish | 23-11 29 17 13: Patio Tables
|  |  | 11-16 42 11: Senior Independent Living Residence | 13-35 11 11 21: Witness Stand | 21-03 20 40 60: Terrazzo Stair Finish | 23-11 29 17: Patio Furniture
|  |  | 11-16 42 14: Senior Multiple Family Independent Living Residence | 13-35 11 11: Courtroom | 21-03 20 40 75: Carpeted Stair Finish | 23-11 29 19 11: Exterior Wood Trash Receptacles
|  |  | 11-16 42 17: Senior Assisted Living Residence | 13-35 11 13 11: JCC–Judicial Chambers | 21-03 20 50 : Ceiling Finishes | 23-11 29 19 13: Exterior Concrete Trash Receptacles
|  |  | 11-16 42 21: Senior Assisted Living Facility | 13-35 11 13 13: Law Clerk Space | 21-03 20 50 10: Plaster and Gypsum Board Finish | 23-11 29 19 15: Exterior Metal Trash Receptacles
|  |  | 11-17 00 00: Retail Facility | 13-35 11 13: Judge’s Chambers | 21-03 20 50 20: Ceiling Paneling | 23-11 29 19: Exterior Trash Receptacles
|  |  | 11-17 05 00: Office Showroom | 13-35 11 15: Robing Area/Room | 21-03 20 50 70: Ceiling Painting and Coating | 23-11 29 21 11: Sundials
|  |  | 11-17 07 00: Department Store | 13-35 11 19 11: JHR–Judicial Hearing Room | 21-03 20 50 80: Acoustical Ceiling Treatment | 23-11 29 21 13: Garden Ornaments
|  |  | 11-17 09 00: Big Box Retail | 13-35 11 19: Hearing Room | 21-03 20 50 90: Ceiling Finish Supplementary Components | 23-11 29 21 15: Bird Houses
|  |  | 11-17 11 00: Specialty Store | 13-35 13 00: Legislative Spaces | 21-04 00 00: Services | 23-11 29 21 17: Bird Feeders
|  |  | 11-17 11 11: Drug Store | 13-35 13 11: Council Chambers | 21-04 10 : Conveying | 23-11 29 21 19: Bird Baths
|  |  | 11-17 11 13: Liquor Store | 13-35 13 13: Legislative Hearing Room | 21-04 10 10 : Vertical Conveying Systems | 23-11 29 21: Exterior Specialties
|  |  | 11-17 13 00: Garden Center | 13-35 15 00: Military Spaces | 21-04 10 10 10: Elevators | 23-11 29 23 11: Storage Sheds
|  |  | 11-17 15 00: Grocery Store | 13-35 15 11: Armory | 21-04 10 10 20: Lifts | 23-11 29 23 13: Barns
|  |  | 11-17 17 00: Convenience Store | 13-35 15 13: Armory Service Space | 21-04 10 10 30: Escalators | 23-11 29 23: Exterior Storage Structures
|  |  | 11-17 19 00: Vehicle Related Retail/Commercial | 13-37 00 00: Artistic Spaces | 21-04 10 10 50: Dumbwaiters | 23-11 29 25 11: Automatic Flagpoles
|  |  | 11-17 19 11: Auto Auction Facility | 13-37 11 00: Performance Spaces | 21-04 10 10 60: Moving Ramps | 23-11 29 25 13: Ground Set Flagpoles
|  |  | 11-17 19 13: Vehicle Dealership | 13-37 11 11: Outdoor Theater | 21-04 10 30 10: Moving Walks | 23-11 29 25 15: Nautical Flagpoles
|  |  | 11-17 19 15: Tire Store | 13-37 11 13 11: Acting Stage | 21-04 10 30 30: Turntables | 23-11 29 25 17: Wall Mounted Flagpoles
|  |  | 11-17 21 00: Exchange or Market | 13-37 11 13 13: Orchestra Pit | 21-04 10 30 50: Passenger Loading Bridges | 23-11 29 25: Flagpoles
|  |  | 11-17 21 11: Market | 13-37 11 13 15: Performance Rehearsal Space | 21-04 10 30 70: People Movers | 23-11 29 27 11: Exterior Ornamental Fountains
|  |  | 11-17 21 14: Bank | 13-37 11 13 17: Soundstage | 21-04 10 30: Horizontal Conveying | 23-11 29 27: Exterior Fountains
|  |  | 11-17 21 17: Stock Exchange | 13-37 11 13 19: Performance Hall | 21-04 10 50 : Material Handling | 23-11 29 29: Memorials and Statuary
|  |  | 11-17 21 21: Auction House | 13-37 11 13 21: Band Training Space | 21-04 10 50 10: Cranes | 23-11 29 31: Monuments
|  |  | 11-17 25 00: Mixed Use Retail/Commercial Building | 13-37 11 13: General Performance Spaces | 21-04 10 50 20: Hoists | 23-11 29 33 11: Finger Post Signs
|  |  | 11-17 25 11: Retail-Office Building | 13-37 11 15 11: Pre-Function Lobby | 21-04 10 50 30: Derricks | 23-11 29 33 13: Street Nameplates
|  |  | 11-17 25 14: Retail-Office-Residential Building | 13-37 11 15 13: Audience Seating Space | 21-04 10 50 40: Conveyors | 23-11 29 33 15: Illuminated Directional Signs
|  |  | 11-17 25 17: Retail-Residential Building | 13-37 11 15: Audience Spaces | 21-04 10 50 50: Baggage Handling Equipment | 23-11 29 33 17: Directional Sign Markers
|  |  | 11-17 27 00: Mixed-Commerce Facility | 13-37 11 17 11: Projection Booth | 21-04 10 50 60: Chutes | 23-11 29 33: Exterior Directional Signs
|  |  | 11-17 27 11: Commercial Mall | 13-37 11 17 13: Catwalk | 21-04 10 50 70: Pneumatic Tube Systems | 23-11 29 35 11: Active Anti Ram Bollards
|  |  | 11-17 27 14: Shopping Center | 13-37 11 17 15: Stage Wings | 21-04 10 80 : Operable Access Systems | 23-11 29 35 13: Passive Anti Ram Bollards
|  |  | 11-17 27 17: Retail-Pad Building | 13-37 11 17 17: Motion Picture Screen Space | 21-04 10 80 10: Suspended Scaffolding | 23-11 29 35 15: Architectural Bollards
|  |  | 11-17 27 20: Street Retail Facility | 13-37 11 17: Supporting Performance Spaces | 21-04 10 80 20: Rope Climbers | 23-11 29 35: Bollards
|  |  | 11-17 27 23: Convenience/Strip Center | 13-37 13 00: Display Spaces | 21-04 10 80 30: Elevating Platforms | 23-11 29 37: Public Lighting Columns
|  |  | 11-17 27 26: Clothing Sales Store | 13-37 13 11: Art Gallery | 21-04 10 80 40: Powered Scaffolding | 23-11 31 00: Athletic and Recreational Surfaces
|  |  | 11-17 27 29: Thrift Shop | 13-37 13 13: Exhibit Gallery | 21-04 10 80 50: Building Envelope Access | 23-11 31 11: Sports Field Surfacing
|  |  | 11-17 27 32: Neighborhood Center | 13-37 13 15: Sculpture Garden | 21-04 20 : Plumbing | 23-11 31 13: Playground Surfaces
|  |  | 11-17 27 35: Outlet Center | 13-37 13 17: Ornamental Garden | 21-04 20 10 : Domestic Water Distribution | 23-13 00 00: Structural and Exterior Enclosure Products
|  |  | 11-17 27 38: Power Center | 13-37 13 19: Observation Deck | 21-04 20 10 10: Facility Potable-Water Storage Tanks | 23-13 11 00: Loose Granular Fills, Aggregates, Chips, and Fibers
|  |  | 11-17 27 41: Regional Center | 13-37 15 00: Creative Spaces | 21-04 20 10 20: Domestic Water Equipment | 23-13 11 11 11: Mineral Powder Fillers
|  |  | 11-17 27 44: Theme/Festival Center | 13-37 15 11: Recording Studio | 21-04 20 10 40: Domestic Water Piping | 23-13 11 11 13: Metal Powder Fillers
|  |  | 11-21 00 00: Health Care Facility | 13-37 15 13: Artist’s Studio | 21-04 20 10 60: Plumbing Fixtures | 23-13 11 11 15: Synthetic Powder Fillers
|  |  | 11-21 12 00: Hospital | 13-37 15 15 11: Motion Picture Exchange | 21-04 20 10 90: Domestic Water Distribution Supplementary Components | 23-13 11 11 17: Residue Powder Fillers
|  |  | 11-21 12 11: General Acute Care Hospital | 13-37 15 15: Photo Lab | 21-04 20 20 : Sanitary Drainage | 23-13 11 11: Powder Fillers
|  |  | 11-21 12 15: Small Primary Care Hospital | 13-37 15 17 11: Media Production Support | 21-04 20 20 10: Sanitary Sewerage Equipment | 23-13 11 13 11: Dense Fills and Aggregates
|  |  | 11-21 12 19: Critical Access Hospital | 13-37 15 17 13: Sound Lock | 21-04 20 20 30: Sanitary Sewerage Piping | 23-13 11 13 13: Lightweight Fills and Aggregates
|  |  | 11-21 12 23: Freestanding Urgent Care Facility | 13-37 15 17: Media Production | 21-04 20 20 90: Sanitary Drainage Supplementary Components | 23-13 11 13 15: Heavyweight Fills and Aggregates
|  |  | 11-21 12 27: Freestanding Cancer Treatment Facility | 13-37 15 19: Zen Garden | 21-04 20 30 : Building Support Plumbing Systems | 23-13 11 13: Aggregates
|  |  | 11-21 12 31: Rehabilitation Hospital | 13-41 00 00: Museum Spaces | 21-04 20 30 10: Stormwater Drainage Equipment | 23-13 11 15 11: Mineral Fibers and Shavings
|  |  | 11-21 15 00: Outpatient Care Facility | 13-41 11 00: Museum Gallery | 21-04 20 30 20: Stormwater Drainage Piping | 23-13 11 15 13: Vegetable Fibers and Shavings
|  |  | 11-21 15 11: Primary Care Outpatient Care Facility | 13-45 00 00: Library Spaces | 21-04 20 30 30: Facility Stormwater Drains | 23-13 11 15 15: Synthetic Fibers and Shavings
|  |  | 11-21 15 15: Small Outpatient Care Facility | 13-45 11 00: Library | 21-04 20 30 60: Gray Water Systems | 23-13 11 15 17: Other Fibers and Shavings
|  |  | 11-21 15 19: Freestanding Outpatient Diagnostic and Treatment Facility | 13-45 11 11: Library Stack | 21-04 20 30 90: Building Support Plumbing System Supplementary Components | 23-13 11 15: Fibers and Shavings
|  |  | 11-21 15 23: Outpatient Surgery Facility | 13-47 00 00: Spiritual Spaces | 21-04 20 50 : General Service Compressed-Air | 23-13 13 00: Binding Agents and Admixtures
|  |  | 11-21 15 27: Office Surgery Facility | 13-47 11 00: Worship spaces | 21-04 20 60 : Process Support Plumbing Systems | 23-13 13 11 11 11: Standard Cement
|  |  | 11-21 15 31: Gastrointestinal Endoscopy Facility | 13-47 11 11: Meditation Chapel | 21-04 20 60 10: Compressed-Air Systems | 23-13 13 11 11 13 11: High Sulfate Resistant Cement
|  |  | 11-21 15 35: Renal Dialysis Center | 13-47 11 13: Altar | 21-04 20 60 20: Vacuum Systems | 23-13 13 11 11 13 13: Low Alkali Cement
|  |  | 11-21 15 39: Outpatient Rehabilitation Facility | 13-47 11 15: Reflection Space | 21-04 20 60 30: Gas Systems | 23-13 13 11 11 13 15: Low Heat Cement
|  |  | 11-21 15 43: Freestanding Birth Center | 13-47 11 17: Blessing Space | 21-04 20 60 40: Chemical-Waste Systems | 23-13 13 11 11 13 17: Alumina Cement
|  |  | 11-21 15 47: Adult Day Health Care Facility | 13-47 11 19: Chapel | 21-04 20 60 50: Processed Water Systems | 23-13 13 11 11 13: Specialized Cement
|  |  | 11-21 17 00: Medical Office Building (MOB) | 13-47 11 21: Mihrab | 21-04 20 60 90: Process Support Plumbing System Supplementary Components | 23-13 13 11 11: Cement
|  |  | 11-21 22 00: Ambulatory Care Facility | 13-47 11 23: Shrine | 21-04 30 : Heating, Ventilation, and Air Conditioning (HVAC) | 23-13 13 11 13 11: Hydraulic Lime
|  |  | 11-21 22 11: Ambulatory Surgery Center | 13-47 11 25: Sanctuary | 21-04 30 10 : Facility Fuel Systems | 23-13 13 11 13 13: Air Hardening Lime
|  |  | 11-21 22 15: Comprehensive Ambulatory Care Center | 13-47 11 27: Confessional Space | 21-04 30 10 10: Fuel Piping | 23-13 13 11 13: Lime
|  |  | 11-21 25 00: Residential Health Care Facility | 13-47 11 29: Ark | 21-04 30 10 30: Fuel Pumps | 23-13 13 11 15: Bitumen Asphalt
|  |  | 11-21 25 11: Residential Nursing Facility | 13-47 11 31: Bimah | 21-04 30 10 50: Fuel Storage Tanks | 23-13 13 11 17: Resinous Binders
|  |  | 11-21 25 15: Residential Hospice Facility | 13-47 11 33: Tabernacle | 21-04 30 20 : Heating Systems | 23-13 13 11 19: Gypsum
|  |  | 11-21 25 19: Assisted Living Facility | 13-47 11 35: Pulpit | 21-04 30 20 10: Heat Generation | 23-13 13 11: Binding Agents
|  |  | 11-21 28 00: Mobile, Transportable, Relocatable Health Care Unit | 13-47 11 37: Choir Loft | 21-04 30 20 30: Thermal Heat Storage | 23-13 13 13 11: Cement Plasticizing Agents
|  |  | 11-21 32 00: Mental, Behavioral Care Facility | 13-47 13 00: Ceremonial Spaces | 21-04 30 20 70: Decentralized Heating Equipment | 23-13 13 13 13: Cement Water Retaining Agents
|  |  | 11-21 32 11: Psychiatric Hospital | 13-47 13 11: Marriage Sanctuary | 21-04 30 20 90: Heating System Supplementary Components | 23-13 13 13 15: Cement Air Entraining Agents
|  |  | 11-21 32 15: Psychiatric Outpatient Facility | 13-47 13 13: Baptistery | 21-04 30 30 : Cooling Systems | 23-13 13 13 17: Cement Gas Generating Agents
|  |  | 11-21 35 00: Maternity Facility | 13-47 13 15: Circumcision Space | 21-04 30 30 10: Central Cooling | 23-13 13 13 19: Cement Setting Retarders
|  |  | 11-21 38 00: Animal Healthcare Facility | 13-47 13 17: Cathedra | 21-04 30 30 30: Evaporative Air-Cooling | 23-13 13 13 21: Cement Setting Accelerators
|  |  | 11-21 42 00: Dental Facility | 13-47 15 00: Procession Spaces | 21-04 30 30 50: Thermal Cooling Storage | 23-13 13 13 23: Cement Frostproofing Agents
|  |  | 11-21 45 00: Medical Center | 13-47 17 00: Death Spaces | 21-04 30 30 70: Decentralized Cooling | 23-13 13 13 25: Cement Waterproofing Agents
|  |  | 11-21 48 00: Medical Warehouse | 13-47 17 11: Crypt | 21-04 30 30 90: Cooling System Supplementary Components | 23-13 13 13 27: Cement Coloring Agents
|  |  | 11-21 52 00: Ambulance Shelter | 13-47 17 13 11: Morgue Compartment | 21-04 30 50 : Facility HVAC Distribution Systems | 23-13 13 13 29: Cement Admixtures for Injections
|  |  | 11-21 55 00: Death Facility | 13-47 17 13: Morgue | 21-04 30 50 10: Facility Hydronic Distribution | 23-13 13 13 31: Cement Admixtures for Projections
|  |  | 11-21 55 11: Funeral Home | 13-47 17 17: Grave Space | 21-04 30 50 30: Facility Steam Distribution | 23-13 13 13 33: Cement Adherence Proofing Agents
|  |  | 11-21 55 15: Cremation Facility | 13-49 00 00: Environmentally Controlled Spaces | 21-04 30 50 50: HVAC Air Distribution | 23-13 13 13 35: Cement Bonding Agents
|  |  | 11-21 55 19: Cemetery | 13-49 11 00: Anechoic Chamber | 21-04 30 50 90: Facility Distribution Systems Supplementary Components | 23-13 13 13 37: Cement Replacements
|  |  | 11-21 55 23: Columbarium | 13-49 13 00: Hazard Containment | 21-04 30 60 : Ventilation | 23-13 13 13 39: Other Cement Admixtures
|  |  | 11-23 00 00: Hospitality Facility | 13-49 15 00: Clean Room | 21-04 30 60 10: Supply Air | 23-13 13 13: Cement Admixtures
|  |  | 11-23 12 00: Dining Establishment | 13-49 15 11: Clean Room Class 1 | 21-04 30 60 20: Return Air | 23-13 13 15: Gypsum Admixtures
|  |  | 11-23 12 11: Military Dining Facility | 13-49 15 13: Clean Room Class 2 | 21-04 30 60 30: Exhaust Air | 23-13 15 00: Mixtures
|  |  | 11-23 12 15: Military Dining Support Facility | 13-49 15 15: Clean Room Class 3 | 21-04 30 60 40: Outside Air | 23-13 15 11 11: Cementitious Concretes
|  |  | 11-23 12 19: Military Open Mess and Club Facility | 13-49 15 17: Clean Room Class 4 | 21-04 30 60 60: Air-to-Air Energy Recovery | 23-13 15 11 13: Resinous Concretes
|  |  | 11-23 12 23: Military Exchange Eating Facility | 13-49 15 19: Clean Room Class 5 | 21-04 30 60 70: HVAC Air Cleaning | 23-13 15 11 15: Hydrocarbon Concretes
|  |  | 11-23 12 27: Military Non-Exchange Eating Facility | 13-49 15 21: Clean Room Class 6 | 21-04 30 60 90: Ventilation Supplementary Components | 23-13 15 11 17: Low Density Concretes
|  |  | 11-23 12 31: Fast Food Restaurant | 13-49 15 23: Clean Room Class 7 | 21-04 30 70 : Special Purpose HVAC Systems | 23-13 15 11: Concretes
|  |  | 11-23 12 35: Full Service Restaurant | 13-49 15 25: Clean Room Class 8 | 21-04 30 70 10: Snow Melting | 23-13 15 13 11: Portland Cement Lime Mortars
|  |  | 11-23 12 43: Limited Service Restaurant | 13-49 15 27: Clean Room Class 9 | 21-04 40 : Fire Protection | 23-13 15 13 13: Masonry Cement Mortars
|  |  | 11-23 12 47: Student Dining Hall | 13-49 15 29: Clean Room Support Space | 21-04 40 10 : Fire Suppression | 23-13 15 13 15: Mortar Cements
|  |  | 11-23 15 00: Tavern, Bar, or Micro-Brewery | 13-49 17 00: Temperature and Pressure Chamber | 21-04 40 10 10: Water-Based Fire-Suppression | 23-13 15 13 17: Gypsum Based Mortars
|  |  | 11-23 18 00: Nightclub | 13-49 19 00: Data Center | 21-04 40 10 50: Fire-Extinguishing | 23-13 15 13 19: Resinous Mortar
|  |  | 11-25 00 00: Lodging Facility | 13-49 19 11: Data Center Tier I | 21-04 40 10 90: Fire Suppression Supplementary Components | 23-13 15 13 21: Chemical Resistant Mortar
|  |  | 11-25 12 00: Hotel | 13-49 19 13: Data Center Tier II | 21-04 40 30 : Fire Protection Specialties | 23-13 15 13 23: Refractory Mortar
|  |  | 11-25 12 11: Urban Hotel | 13-49 19 15: Data Center Tier III | 21-04 40 30 10: Fire Protection Cabinets | 23-13 15 13 25: Premixed Mortar
|  |  | 11-25 12 15: Motel | 13-49 19 17: Data Center Tier IV | 21-04 40 30 30: Fire Extinguishers | 23-13 15 13 27: Surface Bonding Mortar
|  |  | 11-25 12 19: Bed and Breakfast | 13-49 19 19: Data Center Support Space | 21-04 40 30 50: Breathing Air Replenishment Systems | 23-13 15 13 29: Mortar Pigments
|  |  | 11-25 12 23: Residence Hotel | 13-49 21 00: Controlled Space Support | 21-04 40 30 70: Fire Extinguisher Accessories | 23-13 15 13: Mortars
|  |  | 11-25 12 27: Resort Hotel | 13-49 23 00: Miscellaneous Environmentally Controlled Spaces | 21-04 50 : Electrical | 23-13 15 15 11 11: Shrink Resistant Concrete Grouts
|  |  | 11-25 12 39: All-Suites Lodging | 13-49 23 11: Film Storage Vault | 21-04 50 10 : Facility Power Generation | 23-13 15 15 11 13: Catalyzed Metallic Concrete Grouts
|  |  | 11-25 12 43: Recreational Camp and Trailer Park | 13-49 23 13: Computer Server Room | 21-04 50 10 10: Packaged Generator Assemblies | 23-13 15 15 11 15: Epoxy Concrete Grouts
|  |  | 11-25 12 47: Emergency Unaccompanied Personnel Housing | 13-51 00 00: Healthcare Spaces | 21-04 50 10 20: Battery Equipment | 23-13 15 15 11 17: Nonmetallic Concrete Grouts
|  |  | 11-25 12 51: EUPH Tent Pad | 13-51 11 00: General Examination Spaces | 21-04 50 10 30: Photovoltaic Collectors | 23-13 15 15 11: Concrete Grouts
|  |  | 11-25 12 55: Casino Hotel | 13-51 11 11: Exam Room | 21-04 50 10 40: Fuel Cells | 23-13 15 15 13 11: Chemical Resistant Masonry Grouts
|  |  | 11-25 12 59: Convention Hotel | 13-51 11 13: Exam Room, Airborne Infection Isolation | 21-04 50 10 60: Power Filtering and Conditioning | 23-13 15 15 13: Masonry Grouts
|  |  | 11-25 12 63: Full Service Lodging | 13-51 11 15: Exam Room, Isolation | 21-04 50 10 70: Transfer Switches | 23-13 15 15: Grouts
|  |  | 11-25 12 67: Luxury Lodging | 13-51 11 17: Exam Room, OB/Gyn | 21-04 50 10 90: Facility Power Generation Supplementary Components | 23-13 17 00: Profiles
|  |  | 11-25 12 71: Mixed Use Lodging | 13-51 11 19: Exam Room, Pediatric | 21-04 50 20 : Electrical Service and Distribution | 23-13 17 11 11: Ferrous Metal Rigid Profiles
|  |  | 11-25 55 00: Animal Lodging Facility | 13-51 11 21: Exam Room, Protective Environment Isolation | 21-04 50 20 10: Electrical Service | 23-13 17 11 13: Non Ferrous Metal Rigid Profiles
|  |  | 11-25 55 12: Kennel | 13-51 11 23: Exam Room, Podiatry | 21-04 50 20 30: Power Distribution | 23-13 17 11 15 11 11: Hardwood Rigid Profiles
|  |  | 11-25 55 15: Stable | 13-51 11 25: Exam Room, Security | 21-04 50 20 70: Facility Grounding | 23-13 17 11 15 11 13: Softwood Rigid Profiles
|  |  | 11-27 00 00: Office Facility | 13-51 11 27: Height/Weight Screening Space | 21-04 50 20 90: Electrical Service and Distribution Supplementary Components | 23-13 17 11 15 11 15: Laminated Rigid Profiles
|  |  | 11-27 12 00: Administrative Building | 13-51 11 29: Holding Room, Secured | 21-04 50 30 : General Purpose Electrical Power | 23-13 17 11 15 11: Lumber Rigid Profiles
|  |  | 11-27 12 11: Vocational Training Facility | 13-51 14 00: Inpatient Care Spaces | 21-04 50 30 10: Branch Wiring System | 23-13 17 11 15 13: Non Structural Heavy Timber Rigid Profiles
|  |  | 11-27 12 15: Family Service Center | 13-51 14 11: Anteroom, Inpatient Airborne Infection Isolation | 21-04 50 30 50: Wiring Devices | 23-13 17 11 15: Wood Rigid Profiles
|  |  | 11-27 15 00: Military Headquarters Office | 13-51 14 13: Anteroom, Inpatient Protective Environment Isolation | 21-04 50 30 90: General Purpose Electrical Power Supplementary Components | 23-13 17 11 17: Plastic Rigid Profiles
|  |  | 11-27 15 11: Small Unit Headquarters Office Building | 13-51 14 17: Anteroom, Inpatient Isolation/Seclusion | 21-04 50 40 : Lighting | 23-13 17 11 19: Composite Rigid Profiles
|  |  | 11-27 15 15: Large Unit Headquarters Office Building | 13-51 14 19: Labor, Delivery, Recovery, Postpartum Room | 21-04 50 40 10: Lighting Control | 23-13 17 11: Rigid Profiles
|  |  | 11-27 18 00: Headquarters Office | 13-51 14 21: Medical Information Computer System Room | 21-04 50 40 20: Branch Wiring for Lighting | 23-13 17 13 11: Plastic Flexible Profiles
|  |  | 11-27 22 00: Regional Administrative Office | 13-51 14 23: Newborn Nursery | 21-04 50 40 50: Lighting Fixtures | 23-13 17 13 13 11: Natural Rubber Flexible Profiles
|  |  | 11-27 22 11: Field Office | 13-51 14 25: NICU Nursery | 21-04 50 40 90: Lighting Supplementary Components | 23-13 17 13 13 13: Butyl Flexible Profiles
|  |  | 11-27 25 00: Multi-tenant Office Building | 13-51 14 27: Nursery Transport Unit Alcove | 21-04 50 80 : Miscellaneous Electrical Systems | 23-13 17 13 13 15: Neoprene Flexible Profiles
|  |  | 11-27 25 11: Office-Industrial Building | 13-51 14 29: Nursery, Airborne Infection Isolation | 21-04 50 80 10: Lightning Protection | 23-13 17 13 13 17: Silicone Flexible Profiles
|  |  | 11-27 25 15: Office-Multi-Family Residence Building | 13-51 14 31: Nursery, Observation | 21-04 50 80 40: Cathodic Protection | 23-13 17 13 13 19: Polysulfide Flexible Profiles
|  |  | 11-27 25 19: Office-Retail Building | 13-51 14 33: Nursery, Special Care | 21-04 50 80 70: Transient Voltage Suppression | 23-13 17 13 13: Rubber Flexible Profiles
|  |  | 11-27 25 23: Office-Retail-Industrial Building | 13-51 14 35 11: Patient Room, Airborne Infection Isolation | 21-04 50 80 90: Miscellaneous Electrical Systems Supplementary Components | 23-13 17 13: Flexible Profiles
|  |  | 11-27 25 27: Office-Retail-Multi-Family Residence Building | 13-51 14 35 13: Patient Room, Bariatric | 21-04 60 : Communications | 23-13 17 15 11: Precast Hollow Core Sheets
|  |  | 11-27 28 00: Business Park | 13-51 14 35 15: Patient Room, Intensive Care | 21-04 60 10 : Data Communications | 23-13 17 15 13: Precast Tees
|  |  | 11-27 32 00: Flex Space Office Building | 13-51 14 35 17: Patient Room, Intensive Care, Airborne Infection Isolation | 21-04 60 10 10: Data Communications Network Equipment | 23-13 17 15 15: Precast Double Tees
|  |  | 11-27 35 00: Creative/Loft Office Building | 13-51 14 35 19: Patient Room, Intensive Care, Protective Environment Isolation | 21-04 60 10 20: Data Communications Hardware | 23-13 17 15: Precast Profiles
|  |  | 11-27 38 00: Office Building | 13-51 14 35 21: Patient Room, Isolation | 21-04 60 10 30: Data Communications Peripheral Data Equipment | 23-13 17 17 11: Gypsum Lath
|  |  | 11-27 38 11: Commercial Office Building | 13-51 14 35 23: Patient Room, Monitored | 21-04 60 10 50: Data Communications Software | 23-13 17 17 13: Lead Lined Lath
|  |  | 11-27 38 14: Government Office Building | 13-51 14 35 25: Patient Room, One-Bed | 21-04 60 10 60: Data Communication Program and Integration Services | 23-13 17 17 15: Metal Lath
|  |  | 11-27 38 17: Private Office Building | 13-51 14 35 27: Patient Room, Protective Environment Isolation | 21-04 60 20 : Voice Communications | 23-13 17 17 17: Veneer Plaster Base Lath
|  |  | 11-27 42 00: Office/Research and Development Building | 13-51 14 35 29: Patient Room, Seclusion | 21-04 60 20 10: Voice Communications Switching and Routing Equipment | 23-13 17 17 19: Wood Lath
|  |  | 11-27 45 00: Office/Warehouse Building | 13-51 14 35 31: Patient Room, Transitional, One-Bed | 21-04 60 20 20: Voice Communications Terminal Equipment | 23-13 17 17: Lath
|  |  | 11-27 48 00: Underground Administrative Structure | 13-51 14 35 33: Patient Room, Two-Bed | 21-04 60 20 30: Voice Communications Messaging | 23-13 19 00: Sheets, Boards, and Slabs
|  |  | 11-27 48 11: Administrative Structure, Underground | 13-51 14 35: Patient Room | 21-04 60 20 40: Call Accounting | 23-13 19 11 11 11: Thin Metal Sheets
|  |  | 11-27 48 15: Alternate Joint Communications Center | 13-51 17 00: Multi-Medical Service Support Spaces | 21-04 60 20 50: Call Management | 23-13 19 11 11 13: Thin Wood Sheets
|  |  | 11-27 52 00: Administrative Structure, Other Than Building | 13-51 17 11: Clean Linen Storage Room, Healthcare | 21-04 60 30 : Audio-Video Communication | 23-13 19 11 11 15: Building Papers
|  |  | 11-27 55 00: Operational Support Building | 13-51 17 13: Clean Supply Room, Healthcare | 21-04 60 30 10: Audio-Video Systems | 23-13 19 11 11 17: Thin Plastic Sheets
|  |  | 11-27 55 11: Operations Support Lab | 13-51 17 15: Clean Utility Room, Healthcare | 21-04 60 30 50: Electronic Digital Systems | 23-13 19 11 11 19: Thin Rubber Sheets
|  |  | 11-27 55 15: Operations Supply Building | 13-51 17 17: Consultation Room, Patient | 21-04 60 60 : Distributed Communications and Monitoring | 23-13 19 11 11: Thin Sheets
|  |  | 11-27 55 19: Miscellaneous Operations Support Building | 13-51 17 19: Mental Health Interview/Counseling Room | 21-04 60 60 10: Distributed Audio-Video Communications Systems | 23-13 19 11 13: Textiles
|  |  | 11-27 55 21: Logistics | 13-51 17 21: Equipment Storage Room, Healthcare | 21-04 60 60 30: Healthcare Communications and Monitoring | 23-13 19 11 15: Mesh for General Use
|  |  | 11-27 55 22: Logistics Support Building | 13-51 17 22: Medical Records Storage Room | 21-04 60 60 50: Distributed Systems | 23-13 19 11: Thin Flexible Sheets
|  |  | 11-27 55 23: Working Animal Support Building | 13-51 17 23 11: Nurse Station | 21-04 60 90 : Communications Supplementary Components | 23-13 19 13 11 11: Solid Stone Sheets
|  |  | 11-29 00 00: Research Facility | 13-51 17 23 13: Nurse Station/Communication Center | 21-04 60 90 10: Supplementary Components | 23-13 19 13 11 13: Solid Cementitious Sheets
|  |  | 11-29 12 00: Scientific Research and Development Facility | 13-51 17 23 15: Nurse Sub-Station | 21-04 70 : Electronic Safety and Security | 23-13 19 13 11 15: Solid Mineral Sheets
|  |  | 11-29 12 11 11: Chemical Research Facility | 13-51 17 23 17: Nurse Triage Space | 21-04 70 10 10: Access Control | 23-13 19 13 11 17: Solid Glass Sheets
|  |  | 11-29 12 11: Physical Sciences Research and Development Facility | 13-51 17 23: Nurse Workspaces | 21-04 70 10 50: Intrusion Detection | 23-13 19 13 11 19: Solid Metal Sheets
|  |  | 11-29 12 14 14: Computing Research Facility | 13-51 17 25: Soiled Utility Room, Healthcare | 21-04 70 10: Access Control and Intrusion Detection | 23-13 19 13 11 21: Solid Wood Based Sheets
|  |  | 11-29 12 14 17: Nanotechnology Research Facility | 13-51 17 27: Soiled Utility/Supply Room, Healthcare | 21-04 70 30 10: Video Surveillance | 23-13 19 13 11 23: Solid Plastic Sheets
|  |  | 11-29 12 14 20: Electronics Research Facility | 13-51 17 29: Mental Health Multipurpose Room w/Control Room | 21-04 70 30 50: Electronic Personal Protection | 23-13 19 13 11 25: Solid Resin Sheets
|  |  | 11-29 12 14 23: Engineering Research Facility | 13-51 17 31: Resuscitation Cart Alcove | 21-04 70 30: Electronic Surveillance | 23-13 19 13 11 27: Solid Fiberglass Sheets
|  |  | 11-29 12 14 33: Nuclear Research Facility | 13-51 17 35: Mental Health Quiet Room | 21-04 70 50 10: Fire Detection and Alarm | 23-13 19 13 11: Solid Sheets
|  |  | 11-29 12 14: Engineering Research and Development Facility | 13-51 21 00: Diagnostic Imaging Spaces | 21-04 70 50 20: Radiation Detection and Alarm | 23-13 19 13 13 11: Wood Based Hollow Core Sheets
|  |  | 11-29 12 18 11: Life Sciences Research Facility | 13-51 21 11: Angiographic Procedure Room | 21-04 70 50 30: Fuel-Gas Detection and Alarm | 23-13 19 13 13 13: Mineral Hollow Core Sheets
|  |  | 11-29 12 18 15: Biomedical Research Facility | 13-51 21 13: Bone Densitometry Room | 21-04 70 50 40: Fuel-Oil Detection and Alarm | 23-13 19 13 13 15: Metal Hollow Core Sheets
|  |  | 11-29 12 18 17: Biometrics Research Facility | 13-51 21 15: CT Scanning Room | 21-04 70 50 50: Refrigeration Detection and Alarm | 23-13 19 13 13 17: Plastic Hollow Core Sheets
|  |  | 11-29 12 18 19: Agricultural Research and Development Facility | 13-51 21 17: CT Simulator Room | 21-04 70 50 60: Water Intrusion Detection and Alarm | 23-13 19 13 13: Hollow Core Sheets
|  |  | 11-29 12 18 21: Forensics Research Facility | 13-51 21 19: Cystoscopic Radiology Room | 21-04 70 50: Detection and Alarm | 23-13 19 13: Rigid Sheets, Slabs, Plates
|  |  | 11-29 12 18 27: High Hazard Research Facility | 13-51 21 21: Head Radiographic Room | 21-04 70 70 10: Electronic Detention Monitoring and Control | 23-13 19 15: Gratings
|  |  | 11-29 12 18 31: Hazardous Materials Containment Research Facility | 13-51 21 23: Mammography Room | 21-04 70 70: Electronic Monitoring and Control | 23-13 19 17: Blankets, Quilts
|  |  | 11-29 12 18: Life Sciences Research and Development Facility | 13-51 21 25: Mobile Imaging System Alcove | 21-04 70 90 10: Supplementary Components | 23-13 21 00: Blocks and Bricks
|  |  | 11-29 12 25: Social and Behavioral Sciences Research and Development Facility | 13-51 21 27: MRI Scanning Room | 21-04 70 90: Electronic Safety and Security Supplementary Components | 23-13 21 11 11: Concrete Blocks
|  |  | 11-29 28 00: Manufacturing Research and Development Facility | 13-51 21 29: MRI System Component Room | 21-04 80 10 10: Integrated Automation Control of Equipment | 23-13 21 11 13: Exposed Aggregate Concrete Masonry Units
|  |  | 11-29 28 11: Research Development Test and Evaluation Technical Service Facility | 13-51 21 31: PET/CT Scanning Room | 21-04 80 10 20: Integrated Automation Control of Conveying Equipment | 23-13 21 11 15: Fluted Concrete Masonry Units
|  |  | 11-29 28 15: Food Manufacturing Research Development Test and Evaluation Facility | 13-51 21 33: PET/CT Simulator Room | 21-04 80 10 30: Integrated Automation Control of Fire-Suppression Systems | 23-13 21 11 17: Interlocking Concrete Masonry Units
|  |  | 11-29 28 19: Beverage and Tobacco Manufacturing Research Development Test and Evaluation Facility | 13-51 21 35: Radiographic Chest Room | 21-04 80 10 40: Integrated Automation Control of Plumbing Systems | 23-13 21 11 19: Molded Face Concrete Masonry Units
|  |  | 11-29 28 23: Textile Mill and Textile Product Manufacturing Research Development Test and Evaluation Facility | 13-51 21 37: Radiographic Room | 21-04 80 10 50: Integrated Automation Control of HVAC Systems | 23-13 21 11 21: Prefaced Concrete Masonry Units
|  |  | 11-29 28 27: Leather and Allied Product Manufacturing Research Development Test and Evaluation Facility | 13-51 21 39: Radiographic/Fluoroscopic Room | 21-04 80 10 60: Integrated Automation Control of Electrical Systems | 23-13 21 11 23: Preinsulated Concrete Masonry Units
|  |  | 11-29 28 31: Wood Product Manufacturing Research Development Test and Evaluation Facility | 13-51 21 41: Radiographic/Tomographic Room | 21-04 80 10 70: Integrated Automation Control of Communication Systems | 23-13 21 11 25: Sound Absorbing Concrete Masonry Units
|  |  | 11-29 28 35: Pulp, Paper, and Paperboard Manufacturing Research Development Test and Evaluation Facility | 13-51 21 43: Radiology Computer Systems Room | 21-04 80 10 80: Integrated Automation Control of Electronic Safety and Security Systems | 23-13 21 11 27: Split Face Concrete Masonry Units
|  |  | 11-29 28 39: Petroleum and Coal Products Manufacturing Research Development Test and Evaluation Facility | 13-51 21 45: Stereotactic Mammography Room | 21-04 80 10 90: Integrated Automation Supplementary Components | 23-13 21 11: Concrete Masonry Units
|  |  | 11-29 28 43: Chemical Manufacturing Research Development Test and Evaluation Facility | 13-51 21 47: Ultrasound Room | 21-04 80 10: Integrated Automation Facility Controls | 23-13 21 13: Calcium Silicate Masonry Units
|  |  | 11-29 28 47: Plastics and Rubber Products Manufacturing Research Development Test and Evaluation Facility | 13-51 21 49: Ultrasound/Optical Coherence Tomography Room | 21-04 80: Integrated Automation | 23-13 21 15: Glass Masonry Units
|  |  | 11-29 28 51: Nonmetallic Mineral Product Manufacturing Research Development Test and Evaluation Facility | 13-51 21 51: Whole Body Scanning Room | 21-05 00 00: Equipment and Furnishings | 23-13 21 17: Adobe Masonry Units
|  |  | 11-29 28 55 11: Fabricated Metal Product Manufacturing Research Development Test and Evaluation Facility | 13-51 24 00: Diagnostic Imaging Support Spaces | 21-05 10 : Equipment | 23-13 21 19 11: Common Bricks
|  |  | 11-29 28 55 15: Weapons Research Development Test and Evaluation Facility | 13-51 24 11: Angiographic Control Room | 21-05 10 10 : Vehicle and Pedestrian Equipment | 23-13 21 19 13: Face Bricks
|  |  | 11-29 28 55 21: Ammunition, Explosive, and Toxic Research Development Test and Evaluation Facility | 13-51 24 13: Angiographic Instrument Room | 21-05 10 10 10: Vehicle Servicing Equipment | 23-13 21 19 15: Fire Bricks
|  |  | 11-29 28 55: Primary Metal Manufacturing Research Development Test and Evaluation Facility | 13-51 24 15: Angiographic Procedure Control Area | 21-05 10 10 30: Interior Parking Control Equipment | 23-13 21 19 17: Glazed Bricks
|  |  | 11-29 28 59 11: Machinery Manufacturing Research Development Test and Evaluation Facility | 13-51 24 17: Angiographic System Component Room | 21-05 10 10 50: Loading Dock Equipment | 23-13 21 19 19: Ceramic Glazed Clay Masonry Units
|  |  | 11-29 28 59: Research Development Test and Evaluation Range Facilities | 13-51 24 19: Silver Collection Area, Diagnostic Imaging | 21-05 10 10 70: Interior Pedestrian Control Equipment | 23-13 21 19 21: Clay Tile
|  |  | 11-29 28 63: Propulsion Research Development Test and Evaluation Facility (or Engine, Turbine, and Power Transmission Equipment Manufacturing Research Development Test and Evaluation Facility) | 13-51 24 21: Computed Radiology Reader Area | 21-05 10 30 : Commercial Equipment | 23-13 21 19 23: Structural Clay Tiles
|  |  | 11-29 28 67: Computer and Electronic Product Manufacturing Research Development Test and Evaluation Facility | 13-51 24 23: Computer Image Processing Area, Diagnostic Imaging | 21-05 10 30 10: Mercantile and Service Equipment | 23-13 21 19 25: Clay Flue Linings
|  |  | 11-29 28 71 11: Transportation Equipment Manufacturing Research Development Test and Evaluation Facility | 13-51 24 24: X-Ray, Digital Image Storage Space | 21-05 10 30 20: Vault Equipment | 23-13 21 19 27: Terra Cotta Units
|  |  | 11-29 28 71 15: Aircraft Research Development Test and Evaluation Facility | 13-51 24 25: CT Control Area | 21-05 10 30 25: Teller and Service Equipment | 23-13 21 19: Clay Masonry Units
|  |  | 11-29 28 71 19: Missile and Space Research Development Test and Evaluation Facility | 13-51 24 27: CT Power and Equipment Room | 21-05 10 30 30: Refrigerated Display Equipment | 23-13 21 21 11 11: Continuous Joint Reinforcing
|  |  | 11-29 28 71 23: Ship and Marine Research Development Test and Evaluation Facility | 13-51 24 29: Image Quality Control Room | 21-05 10 30 35: Commercial Laundry and Dry Cleaning Equipment | 23-13 21 21 11 13: Reinforcing Bars
|  |  | 11-29 28 71 27: Tank and Automotive Research Development Test and Evaluation Facility | 13-51 24 31: Image Reading Room | 21-05 10 30 40: Maintenance Equipment | 23-13 21 21 11: Masonry Reinforcing
|  |  | 11-29 28 71 31: Underwater Equipment Research Development Test and Evaluation Facility | 13-51 24 32: X-Ray, Plane Film Storage Space | 21-05 10 30 50: Hospitality Equipment | 23-13 21 21 13 11: Flexible Masonry Ties
|  |  | 11-29 28 71: Electrical Equipment, Appliance, and Component Manufacturing Research Development Test and Evaluation Facility | 13-51 24 33: Mammography Processing Room | 21-05 10 30 55: Unit Kitchens | 23-13 21 21 13 13: Masonry Veneer Ties
|  |  | 11-35 00 00: Production Facility | 13-51 24 34: X-Ray Film, Daylight Processing Space | 21-05 10 30 60: Photographic Processing Equipment | 23-13 21 21 13 15: Rigid Masonry Ties
|  |  | 11-35 11 00: Manufacturing Facility | 13-51 24 35: MRI Control Room | 21-05 10 30 70: Postal, Packaging, and Shipping Equipment | 23-13 21 21 13: Masonry Ties
|  |  | 11-35 11 11: Pharmaceutical or Biotechnology Manufacturing Facility | 13-51 24 37: MRI Equipment Storage Room | 21-05 10 30 75: Office Equipment | 23-13 21 21 15 11: Masonry Veneer Anchors
|  |  | 11-35 11 14: Food Processing and Manufacturing Facility | 13-51 24 39: MRI Viewing Room | 21-05 10 30 80: Foodservice Equipment | 23-13 21 21 15 13: Stone Masonry Anchors
|  |  | 11-35 11 17: Beverage or Tobacco Manufacturing Facility | 13-51 24 41: PET/CT Control Room | 21-05 10 40 : Institutional Equipment | 23-13 21 21 15: Masonry Anchors
|  |  | 11-35 11 21: Textile Manufacturing Facility | 13-51 24 43: Radiographic Control Room | 21-05 10 40 10: Educational and Scientific Equipment | 23-13 21 21: Masonry Anchorage and Reinforcement
|  |  | 11-35 11 23: Leather and Allied Industry Manufacturing Facility | 13-51 24 45: Radiographic Darkroom | 21-05 10 40 20: Healthcare Equipment | 23-13 21 23 11: Special Masonry Shapes
|  |  | 11-35 11 26: Wood Product Manufacturing Facility | 13-51 24 47: Tele-Radiology/Tele-Medicine Room | 21-05 10 40 40: Religious Equipment | 23-13 21 23 13: Masonry Sills and Thresholds
|  |  | 11-35 11 29: Paper Manufacturing Facility | 13-51 24 49: Viewing/Consultation Room, Diagnostic Imaging | 21-05 10 40 60: Security Equipment | 23-13 21 23 15: Masonry Moldings
|  |  | 11-35 11 32: Printing Facility | 13-51 24 51: X-Ray, Mobile C-Arm Alcove | 21-05 10 40 70: Detention Equipment | 23-13 21 23 17: Masonry Copings
|  |  | 11-35 11 35: Petroleum or Coal Products Manufacturing Facility | 13-51 27 00: Radiation Diagnostic and Therapy Spaces | 21-05 10 60 : Residential Equipment | 23-13 21 23 19: Masonry Quoins
|  |  | 11-35 11 38: Chemical Manufacturing Facility | 13-51 27 11: Equipment Calibration Space, Radiation Diagnostic and Therapy | 21-05 10 60 10: Residential Appliances | 23-13 21 23 21: Masonry Cornices
|  |  | 11-35 11 41: Ammunition, Explosives, and Toxics Production Facility | 13-51 27 13: Health Physics Laboratory | 21-05 10 60 50: Retractable Stairs | 23-13 21 23: Special Profiles for Masonry
|  |  | 11-35 11 44: Plastics or Rubber Manufacturing Facility | 13-51 27 15: Linear Accelerator Component Room, Healthcare | 21-05 10 60 70: Residential Ceiling Fans | 23-13 21 25 11 11: Lintel Former Units
|  |  | 11-35 11 47: Nonmetallic Mineral Product Manufacturing Facility | 13-51 27 17: Linear Accelerator Entrance Maze, Healthcare | 21-05 10 70 : Entertainment and Recreational Equipment | 23-13 21 25 11: Lintels
|  |  | 11-35 11 51: Cement/Rock/Gravel Plant | 13-51 27 19: Linear Accelerator Room, Healthcare | 21-05 10 70 10: Theater and Stage Equipment | 23-13 21 25 13: Wall Connectors and Starters
|  |  | 11-35 11 53: Primary Metal Manufacturing Facility | 13-51 27 21: Linear Accelerator Control Room, Healthcare | 21-05 10 70 20: Musical Equipment | 23-13 21 25 15 11 11: Masonry Shelf Angles
|  |  | 11-35 11 56: Fabricated Metal Product Manufacturing Facility | 13-51 27 23: Radioactive Waste Storage Room, Healthcare | 21-05 10 70 50: Athletic Equipment | 23-13 21 25 15 11: Masonry Angles
|  |  | 11-35 11 59: Machinery Manufacturing Facility | 13-51 27 25: Nuclear Medicine Dose Calibration Space | 21-05 10 70 60: Recreational Equipment | 23-13 21 25 15 13: Gussets
|  |  | 11-35 11 62: Guided Missile Production Facility | 13-51 27 27: Nuclear Medicine Scanning Room | 21-05 10 90 : Other Equipment | 23-13 21 25 15: Supports for Masonry
|  |  | 11-35 11 65: Weapons and Spares Production Facility | 13-51 27 29: Nuclear Medicine Patient "Hot" Waiting Room | 21-05 10 90 10: Solid Waste Handling Equipment | 23-13 21 25: Structural Support for Masonry
|  |  | 11-35 11 68: Computer or Electronics Manufacturing Facility | 13-51 27 31: Patient Dose/Thyroid Uptake Room | 21-05 10 90 30: Agricultural Equipment | 23-13 21 27 11: Embedded Flashing
|  |  | 11-35 11 71: Electrical Equipment or Appliance Manufacturing Facility | 13-51 27 33: Radiation Dosimetry Planning Room | 21-05 10 90 40: Horticultural Equipment | 23-13 21 27 13: Cavity Closers
|  |  | 11-35 11 74: Transportation Manufacturing Facility | 13-51 27 35: Radiopharmacy | 21-05 10 90 60: Decontamination Equipment | 23-13 21 27 15 11: Cavity Weeps
|  |  | 11-35 11 77: Furniture Manufacturing Facility | 13-51 27 37: Radium Cart Holding Space | 21-05 20 : Furnishings | 23-13 21 27 15 13: Cavity Vents
|  |  | 11-35 11 81: Light Manufacturing Facility | 13-51 27 38: Radiation Therapy, Mold Fabrication Shop | 21-05 20 10 : Fixed Furnishings | 23-13 21 27 15 15: Cavity Drainage Material
|  |  | 11-35 11 83: Heavy Manufacturing Facility | 13-51 27 39: Sealed Source Room | 21-05 20 10 10: Fixed Art | 23-13 21 27 15: Cavity Weep and Ventilation Units
|  |  | 11-35 11 86: High-Tech Manufacturing Facility | 13-51 31 00: Heart and Lung Diagnostic and Treatment Spaces | 21-05 20 10 20: Window Treatments | 23-13 21 27 17 11: Masonry Control Joints
|  |  | 11-35 11 89: Installation Maintenance and Repair Production Facility | 13-51 31 11: Brachytherapy Room | 21-05 20 10 30: Casework | 23-13 21 27 17 13: Masonry Expansion Joints
|  |  | 11-35 15 00: Agricultural Facility | 13-51 31 13: Cardiac Catheter Instrument Room | 21-05 20 10 70: Fixed Multiple Seating | 23-13 21 27 17: Masonry Joint Materials
|  |  | 11-35 15 11: Agribusiness Facility | 13-51 31 15: Cardiac Catheter System Component Room | 21-05 20 10 90: Other Fixed Furnishings | 23-13 21 27 19: Airbricks
|  |  | 11-35 15 15: Crop Farm | 13-51 31 17: Cardiac Catheterization Control Room | 21-05 20 50 : Movable Furnishings | 23-13 21 27: Ancillary Products for Masonry
|  |  | 11-35 15 19: Ornamental Crop Farm | 13-51 31 19: Cardiac Catheterization Laboratory | 21-05 20 50 10: Movable Art | 23-13 23 00: Mechanical Fasteners, Adhesives, and Sealants
|  |  | 11-35 15 23: Orchard | 13-51 31 21: Cardiac Electrophysiology Room | 21-05 20 50 30: Furniture | 23-13 23 11 11 11: Rail Anchors
|  |  | 11-35 15 27: Livestock Farm | 13-51 31 23: Cardiac Testing Room | 21-05 20 50 40: Accessories | 23-13 23 11 11 13: Screw Cases
|  |  | 11-35 15 31: Apiary and Other Related Structures | 13-51 31 25: Echocardiograph Room | 21-05 20 50 60: Movable Multiple Seating | 23-13 23 11 11 15: Anchor Blocks
|  |  | 11-35 15 35: Slaughterhouse and Processing Facility | 13-51 31 27: EKG Testing Room | 21-05 20 50 90: Other Movable Furnishings | 23-13 23 11 11 17 11: Cast In Anchorages Inserts Adjustable Wedges
|  |  | 11-35 15 39: Forestry and Timber Fabrication Facility | 13-51 31 29: Extended Pulmonary Function Testing Laboratory | 21-06 00 00: Special Construction and Demolition | 23-13 23 11 11 17 13: Cast In Anchorages Inserts Adjustable Boxes
|  |  | 11-35 15 43: Green House | 13-51 31 31: Microvascular Laboratory | 21-06 10 : Special Construction | 23-13 23 11 11 17 15: Threaded Cast In Anchorages Inserts
|  |  | 11-35 15 47: Aquaculture Facility | 13-51 31 33: Pacemaker ICD Interrogation Room | 21-06 10 10 : Integrated Construction | 23-13 23 11 11 17: Cast In Anchorages Inserts
|  |  | 11-35 15 51: Agricultural Auction/Market Facility | 13-51 31 35: Pacemaker/Holter Monitor Room | 21-06 10 10 10: Building Modules | 23-13 23 11 11 19: Dovetail Slots
|  |  | 11-35 15 55: Dairy Facility | 13-51 31 37: Procedure Viewing Area | 21-06 10 10 50: Manufactured/Fabricated Rooms | 23-13 23 11 11: Cast In Anchorages
|  |  | 11-35 15 59: Feedlot | 13-51 31 39: Pulmonary Function Testing Laboratory | 21-06 10 10 70: Modular Mezzanines | 23-13 23 11 13 11: Plugs
|  |  | 11-35 15 63: Animal Feed Operations Facility | 13-51 31 40: Pulmonary Function Treadmill Room | 21-06 10 20 : Special Structures | 23-13 23 11 13 13: Staples
|  |  | 11-35 15 67: Agricultural Maintenance Facility | 13-51 31 41: Pulmonary Screening Room | 21-06 10 20 10: Fabric Structures | 23-13 23 11 13 15: Nails
|  |  | 11-35 19 00: Mineral Extraction Facility | 13-51 31 43: Respiratory Inhalation Cubicle | 21-06 10 20 20: Space Frames | 23-13 23 11 13 17: Rivets
|  |  | 11-35 19 21: Oil and Gas Extraction Facility | 13-51 31 45: Respiratory Therapy Clean-up Room | 21-06 10 20 30: Geodesic Structures | 23-13 23 11 13 19: Screws
|  |  | 11-35 19 31: Mining Facility | 13-51 31 47: Spirometry Test Room | 21-06 10 20 40: Manufacturer-Engineered Structures | 23-13 23 11 13 21: Bolts and Nuts
|  |  | 11-35 23 00: Craft Production Facility | 13-51 31 49: Stress Echocardiograph Room | 21-06 10 20 60: Manufactured Canopies | 23-13 23 11 13 23: Threaded Rods and Nuts
|  |  | 11-35 23 11: Painting Craft Production Facility | 13-51 31 51: Stress Testing Treadmill Room | 21-06 10 20 65: Rammed Earth Construction | 23-13 23 11 13 25: Bandings
|  |  | 11-35 23 15: Wood and Plastic Craft Production Facility | 13-51 31 53: Transesophageal Echocardiography Room | 21-06 10 20 70: Towers | 23-13 23 11 13: Multi Purpose Mechanical Fasteners
|  |  | 11-35 23 19: Metal Craft Production Facility | 13-51 34 00: General Diagnostic Procedure and Treatment Spaces | 21-06 10 30 : Special Function Construction | 23-13 23 11 15 11: Expansion Anchors
|  |  | 11-35 23 23: Ceramic Craft Production Facility | 13-51 34 11: Allergen Preparation Space | 21-06 10 30 10: Sound and Vibration Control | 23-13 23 11 15 13: Undercut Anchors
|  |  | 11-35 23 27: Glass-Making Craft Production Facility | 13-51 34 13: Allergy Injection Room | 21-06 10 30 30: Seismic Control | 23-13 23 11 15 15: Bonded Anchors
|  |  | 11-35 23 31: Craft Textile Production Facility | 13-51 34 15: Allergy Skin Testing | 21-06 10 30 50: Radiation Protection | 23-13 23 11 15: Structural Mechanical Fasteners in Hardened Concrete and Masonry
|  |  | 11-35 55 00: Entertainment Production Facility | 13-51 34 17: Antepartum Testing (NST) Room | 21-06 10 50 : Special Facility Components | 23-13 23 11 17: Mechanical Fasteners for Metal Structures
|  |  | 11-35 55 11: Entertainment Rehearsal Facility | 13-51 34 19: Biofeedback Treatment Control/Office | 21-06 10 50 10: Pools | 23-13 23 11 19 11: Nail Plates
|  |  | 11-35 55 21: Movie Studio | 13-51 34 21: Biofeedback Treatment Room | 21-06 10 50 20: Interior Fountains | 23-13 23 11 19 13: Wood Connectors
|  |  | 11-35 55 31: Broadcasting Facility | 13-51 34 23: Cast and Splint Room | 21-06 10 50 30: Interior Water Features | 23-13 23 11 19 15: Framing Anchors
|  |  | 11-37 00 00: Storage Facility | 13-51 34 25: Chemotherapy Treatment Room | 21-06 10 50 40: Aquariums | 23-13 23 11 19: Mechanical Fasteners for Wood Structures
|  |  | 11-37 12 00: Dry Storage Facility | 13-51 34 27: Dermatology Cryotherapy Space | 21-06 10 50 50: Amusement Park Structures and Equipment | 23-13 23 11 21: Mechanical Fasteners for Glass Structures
|  |  | 11-37 12 11: Food Storage Facility | 13-51 34 29: Dermatology Procedure Room | 21-06 10 50 60: Ice Rinks | 23-13 23 11: Mechanical Fasteners
|  |  | 11-37 12 15: Agricultural Storage Facility | 13-51 34 31: Dialysis Clean Equipment Preparation Room | 21-06 10 50 70: Animal Containment | 23-13 23 13 11: Soldering Products
|  |  | 11-37 12 19: Grain Silo | 13-51 34 33: Dialysis Soiled Equipment Processing | 21-06 10 60 : Athletic and Recreational Special Construction | 23-13 23 13 13: Brazing Products
|  |  | 11-37 12 23: Grain Elevator | 13-51 34 35: Dialysis Training Room | 21-06 10 60 10: Indoor Soccer Boards | 23-13 23 13 15: Welding Products
|  |  | 11-37 12 27: Consumer Products Storage Facility | 13-51 34 37: EEG Exam Room | 21-06 10 60 20: Safety Netting | 23-13 23 13: Welded Joint Products
|  |  | 11-37 12 31: Parts Storage Facility | 13-51 34 39: EEG Instrument and Work Room | 21-06 10 60 30: Arena Football Boards | 23-13 23 15 11: Natural Adhesives and Glues
|  |  | 11-37 12 35: Equipment Storage Facility | 13-51 34 41: EEG/Sleep Study Monitoring Room | 21-06 10 60 40: Floor Sockets | 23-13 23 15 13: Synthetic Adhesives
|  |  | 11-37 12 39: Raw Material Storage Facility | 13-51 34 43: Electromyography Room | 21-06 10 60 50: Athletic and Recreational Court Walls | 23-13 23 15 15: Sound Proofing Adhesive
|  |  | 11-37 12 43: Self-Storage/Mini-Storage Facility | 13-51 34 45: ENT Procedure Room | 21-06 10 60 60: Demountable Athletic Surfaces | 23-13 23 15: Adhesives
|  |  | 11-37 15 00: Salvage Yard | 13-51 34 47: Evoked Potential Response Room | 21-06 10 80 : Special Instrumentation | 23-13 23 17: General Purpose Tape
|  |  | 11-37 19 00: Underground/Cave Storage | 13-51 34 49: General Purpose Dirty Treatment Room | 21-06 10 80 10: Stress Instrumentation | 23-13 23 19 11 11: Backer Rods
|  |  | 11-37 23 00: Loft/Multi-Story Warehouse | 13-51 34 51: Immunization Room | 21-06 10 80 20: Seismic Instrumentation | 23-13 23 19 11: Joint Fillers
|  |  | 11-37 26 00: Covered Storage Facility | 13-51 34 53: Infectious Disease Decontamination Shower | 21-06 10 80 40: Meteorological Instrumentation | 23-13 23 19 13: Putties
|  |  | 11-37 26 11: Depot and Arsenal Covered Storage | 13-51 34 55: Infectious Disease Decontamination Suite | 21-06 10 80 60: Earth Movement Monitoring | 23-13 23 19 15 11: Elastomeric Construction Sealants
|  |  | 11-37 26 15: Installation and Organization Covered Storage | 13-51 34 57: Life Support Unit Room | 21-06 20 : Facility Remediation | 23-13 23 19 15 13: Rigid Construction Sealants
|  |  | 11-37 32 00: Open Storage Facility | 13-51 34 61: OB/GYN Treatment Room | 21-06 20 10 : Hazardous Materials Remediation | 23-13 23 19 15 15: Sanitary Construction Sealants
|  |  | 11-37 32 11: Depot Open Storage Facility | 13-51 34 63: Patient Observation and Treatment Room | 21-06 20 10 10: Transportation and Disposal of Hazardous Materials | 23-13 23 19 15 17: Chemical Resistant Construction Sealants
|  |  | 11-37 32 15: Open Storage, Installation Facility | 13-51 34 65: Pentamidine Treatment Room | 21-06 20 10 20: Asbestos Remediation | 23-13 23 19 15 19: Water Immersed Construction Sealants
|  |  | 11-37 35 00: Environmentally-Controlled Storage Facility | 13-51 34 67: Peritoneal Dialysis Exam Room | 21-06 20 10 30: Lead Remediation | 23-13 23 19 15: Construction Sealants
|  |  | 11-37 35 11: Cold Storage Facility | 13-51 34 69: Peritoneal Dialysis Procedure Room | 21-06 20 10 40: Polychlorinate Biphenyl Remediation | 23-13 23 19 17 11: Compression Seals
|  |  | 11-37 35 21: Freezer Storage Facility | 13-51 34 71: Phototherapy Treatment Room | 21-06 20 10 50: Mold Remediation | 23-13 23 19 17 13: Joint Gaskets
|  |  | 11-37 35 31: Warm Storage Facility | 13-51 34 73: Renal Dialysis Bed Station, Private | 21-06 30 : Demolition | 23-13 23 19 17: Preformed Joint Seals
|  |  | 11-37 39 00: Hazardous Storage Facility | 13-51 34 75: Renal Dialysis Room, Negative Pressure | 21-06 30 10 : Structure Demolition | 23-13 23 19: Joint Fillers, Sealants, and Mastics
|  |  | 11-37 39 11: Explosives Storage Facility | 13-51 34 77: Renal Dialysis, Chair Station, Cubicle | 21-06 30 10 10: Building Demolition | 23-13 23 21 11: Ropes
|  |  | 11-37 39 21: Toxins Storage Facility | 13-51 34 78: Renal Dialysis, Water Treatment Room | 21-06 30 10 30: Tower Demolition | 23-13 23 21 13: Wires
|  |  | 11-37 39 31: Radioactive Material Storage Facility | 13-51 34 79: Sleep Study Room | 21-06 30 10 50: Bridge Demolition | 23-13 23 21 15: Cables
|  |  | 11-37 45 00: Gas Plant and Storage Facility | 13-51 34 81: Provider Trainee Observation Area, Healthcare | 21-06 30 10 70: Dam Demolition | 23-13 23 21: Ropes, Wires, and Cables
|  |  | 11-37 45 11: Helium Production/Storage Building | 13-51 34 83: Treatment Cubicle, Healthcare | 21-06 30 30 : Selective Demolition | 23-13 25 00: Thermal and Moisture Protective Products
|  |  | 11-37 45 15: Helium Storage Facility | 13-51 34 85: Treatment Room, Healthcare | 21-06 30 30 10: Selective Building Demolition | 23-13 25 11 11 11: Calcium Silicate Board Fireproofing
|  |  | 11-37 45 19: Installation Gas Storage Facility | 13-51 34 87: Neuropsychology Testing Laboratory | 21-06 30 30 30: Selective Interior Demolition | 23-13 25 11 11 13: Slag Fiberboard Fireproofing
|  |  | 11-37 49 00: Bulk Liquid Fuel Storage Facility | 13-51 37 00: Eye and Ear Healthcare Spaces | 21-06 30 30 50: Selective Bridge Demolition | 23-13 25 11 11: Board Fireproofing
|  |  | 11-37 49 11: Strategic Petroleum Reserve Facility | 13-51 37 11: Audiology Immittance Room | 21-06 30 30 70: Selective Historic Demolition | 23-13 25 11 13 11: Blanket Fireproofing Smoke Containment Barriers
|  |  | 11-37 55 00: Bulk Liquid Non-Fuel Storage Facility | 13-51 37 13: Audiometric Exam Booth | 21-06 30 50 : Structure Moving | 23-13 25 11 13: Blanket Fireproofing
|  |  | 11-37 55 11: Liquid Oxygen Storage Facility | 13-51 37 15: Audiometric Exam Suite | 21-06 30 50 10: Structure Relocation | 23-13 25 11 15 11: Cement Aggregate Fireproofing
|  |  | 11-37 65 00: Intermodal/Transportation Facility | 13-51 37 17: Audiometric Multi-Exam Suite | 21-06 30 50 30: Structure Raising | 23-13 25 11 15 13: Cementitious Fireproofing
|  |  | 11-37 65 11: Truck Terminal/Transit Facility | 13-51 37 19: Audiology Electrophysiology Exam Room | 21-07 00 00: Sitework | 23-13 25 11 15 15: Foamed Magnesium Oxychloride Fireproofing
|  |  | 11-37 65 15: Air Cargo Warehouse | 13-51 37 20: Hearing Aid Testing Laboratory | 21-07 10 : Site Preparation | 23-13 25 11 15 17: Intumescent Mastic Fireproofing
|  |  | 11-37 65 19: Distribution Warehouse | 13-51 37 21: Electroretinography Room | 21-07 10 10 : Site Clearing | 23-13 25 11 15 19: Magnesium Cement Fireproofing
|  |  | 11-37 65 23: Loading Platform/Ramp | 13-51 37 23: ENT Exam Room | 21-07 10 10 10: Clearing and Grubbing | 23-13 25 11 15 21: Mineral Fiber Cementitious Fireproofing
|  |  | 11-37 65 27: Cargo Handling and Storage Area | 13-51 37 25: Exam/Training Room, Low Vision | 21-07 10 10 30: Tree and Shrub Removal and Trimming | 23-13 25 11 15 23: Miner Fiber Fireproofing
|  |  | 11-37 65 31: Marine Cargo Staging Area | 13-51 37 27: Eye Lane | 21-07 10 10 50: Earth Stripping and Stockpiling | 23-13 25 11 15: Fireproofing Coatings
|  |  | 11-37 65 41: Customs Facility | 13-51 37 29: Laser Treatment Room | 21-07 10 20 : Site Elements Demolition | 23-13 25 11: Fireproofing
|  |  | 11-41 00 00: Water Infrastructure Facility | 13-51 37 31: Ophthalmology Procedure Room | 21-07 10 20 10: Utility Demolition | 23-13 25 13 11 11: Annular Space Protection Firestopping
|  |  | 11-41 11 00: Water Holding and Collection Facility | 13-51 37 33: Ophthalmology/Optometry Exam Room | 21-07 10 20 30: Infrastructure Demolition | 23-13 25 13 11 13: Fire Resistant Joint Sealants
|  |  | 11-41 11 11: Water Tank or Tower | 13-51 37 35: Photography Room, Ophthalmology/Optometry | 21-07 10 20 50: Selective Site Demolition | 23-13 25 13 11 15 11: Intumescent Firestopping Foams
|  |  | 11-41 11 14: Dam | 13-51 37 37: PRK/LASIK Treatment Room | 21-07 10 30 : Site Element Relocations | 23-13 25 13 11 15 13: Silicone Firestopping Foams
|  |  | 11-41 11 17: Reservoir | 13-51 37 39: Sinusoidal Vertical Axis Rotational Rest Room | 21-07 10 30 10: Utility Relocation | 23-13 25 13 11 15: Firestopping Foams
|  |  | 11-41 11 25: Shore Erosion Prevention Facility | 13-51 37 41: Tilt Table Testing Room | 21-07 10 50 : Site Remediation | 23-13 25 13 11 17: Firestopping Mortars
|  |  | 11-41 21 00: Water Distribution Facility | 13-51 37 43: Training Room, Low Vision, Polytrauma | 21-07 10 50 10: Physical Decontamination | 23-13 25 13 11 19: Firestopping Pillows
|  |  | 11-41 21 11: Potable Water Distribution Facility | 13-51 37 45: Ultrasound/Optical Coherence Tomography Room | 21-07 10 50 15: Chemical Decontamination | 23-13 25 13 11 21: Firestopping Thermal Barriers for Plastics
|  |  | 11-41 21 14: Storm Water Sewer Distribution Facility | 13-51 37 47: Vestibulography Room | 21-07 10 50 20: Thermal Decontamination | 23-13 25 13 11: Penetrations Firestopping
|  |  | 11-41 21 17: Sanitary Sewer Distribution Facility | 13-51 37 49: Vision/Hearing Screening Room | 21-07 10 50 25: Biological Decontamination | 23-13 25 13 13 11: Fire Safing Fibrous Blankets
|  |  | 11-41 21 21: Irrigation Distribution Facility | 13-51 37 51: Vision Screening Room | 21-07 10 50 30: Remediation Soil Stabilization | 23-13 25 13 13 13: Fire Safing Sealants
|  |  | 11-41 21 24: Canal | 13-51 37 53: Vision Testing Station | 21-07 10 50 40: Site Containment | 23-13 25 13 13 15: Fire Safing Clip Anchors
|  |  | 11-41 21 27: Canal Lock | 13-51 37 55: Visual Fields Room | 21-07 10 50 45: Sinkhole Remediation | 23-13 25 13 13: Fire Safing
|  |  | 11-41 21 31: Aqueduct | 13-51 37 57: Eye, Contact Lens Fitting/Dispensing Space | 21-07 10 50 50: Hazardous Waste Drum Handling | 23-13 25 13: Firestopping
|  |  | 11-41 21 35: Navigation Revetment | 13-51 37 59: Eyeglass Fitting and Dispensing Space | 21-07 10 50 60: Contaminated Site Material Removal | 23-13 25 15 11: Dampproofing Membranes
|  |  | 11-41 21 39: Training Dike/Wing Dam/Pile Dike | 13-51 41 00: Endoscopy/Gastroenterology Spaces | 21-07 10 50 80: Water Remediation | 23-13 25 15 13 11: Bituminous Dampproofing Coatings
|  |  | 11-41 24 00: Water Treatment Facility | 13-51 41 11: Bronchoscopy Equipment Preparation Room | 21-07 10 70 : Site Earthwork | 23-13 25 15 13 13: Cementitious Dampproofing Coatings
|  |  | 11-41 24 11: Potable Water Treatment Facility | 13-51 41 13: Bronchoscopy Procedure Room | 21-07 10 70 10: Grading | 23-13 25 15 13: Dampproofing Coatings
|  |  | 11-41 24 14: Waste Water Treatment Facility | 13-51 41 15: Endoscope Clean-up, Sterilization, and Storage Room | 21-07 10 70 20: Excavation and Fill | 23-13 25 15: Dampproofings
|  |  | 11-41 24 17: Wetlands Water Treatment Facility | 13-51 41 17: Endoscopy Room | 21-07 10 70 30: Embankments | 23-13 25 17 11: Built Up Bituminous Waterproofing
|  |  | 11-41 27 00: Special Water Production Facility | 13-51 41 19: Gastroenterology Laboratory | 21-07 10 70 35: Erosion and Sedimentation Controls | 23-13 25 17 13 11: Bituminous Sheet Waterproofing
|  |  | 11-41 27 11: Water Distillation Facility | 13-51 41 21: Proctoscopy/Sigmoidoscopy Room | 21-07 10 70 40: Soil Stabilization | 23-13 25 17 13 13: Elastomeric Sheet Waterproofing
|  |  | 11-41 27 14: Special Water Purification Facility | 13-51 41 23: Urodynamics Treatment Room | 21-07 10 70 45: Rock Stabilization | 23-13 25 17 13 15: Modified Bituminous Sheet Waterproofing
|  |  | 11-41 27 17: Chilled Water Facility | 13-51 44 00: Surgical Spaces | 21-07 10 70 50: Soil Reinforcement | 23-13 25 17 13 17: Thermoplastic Sheet Waterproofing
|  |  | 11-41 35 00: Fire Protection Water Facility | 13-51 44 11: Anesthesia Workroom and Equipment Storage | 21-07 10 70 55: Slope Protection | 23-13 25 17 13: Sheet Waterproofing
|  |  | 11-41 35 11: Water Source, Fire Protection | 13-51 44 13: Cardiac Operating Room | 21-07 10 70 60: Gabions | 23-13 25 17 15 11: Hot Applied Rubberized Asphalt
|  |  | 11-41 35 15: Water Distribution Line, Fire Protection | 13-51 44 15: Cardiac Pump Room | 21-07 10 70 65: Riprap | 23-13 25 17 15: Fluid Applied Waterproofing
|  |  | 11-41 35 19: Water Impoundment, Fire Protection | 13-51 44 17: Cesarean Birth Room | 21-07 10 70 70: Wetlands | 23-13 25 17 17: Sheet Metal Waterproofing
|  |  | 11-41 35 23: Water Pump Facility, Fire Protection | 13-51 44 19: Cystoscopy Room | 21-07 10 70 80: Earth Dams | 23-13 25 17 19 11: Acrylic Modified Cement Waterproofing
|  |  | 11-41 35 27: Water Tank, Fire Protection | 13-51 44 21: Equipment Storage Room, Surgical | 21-07 10 70 90: Site Soil Treatment | 23-13 25 17 19 13: Crystalline Waterproofing
|  |  | 11-41 39 11: Harbor Marine Improvements | 13-51 44 23: Frozen Section Laboratory | 21-07 20 : Site Improvements | 23-13 25 17 19 15: Metal Oxide Waterproofing
|  |  | 11-41 39 00: Marine Improvement | 13-51 44 25: General Operating Room | 21-07 20 10 : Roadways | 23-13 25 17 19: Cementitious and Reactive Waterproofing
|  |  | 11-41 43 00: Fish Passage | 13-51 44 27: Nerve Block Induction Room | 21-07 20 10 10: Roadway Pavement | 23-13 25 17 21 11: Bentonite Panel Waterproofing
|  |  | 11-41 43 11: Fish Facility | 13-51 44 29: Neurosurgery Operating Room | 21-07 20 10 20: Roadway Curbs and Gutters | 23-13 25 17 21 13: Bentonite Sheet Waterproofing
|  |  | 11-41 47 00: Ground Improvement Structure | 13-51 44 31: Orthopedic Operating Room | 21-07 20 10 40: Roadway Appurtenances | 23-13 25 17 21: Bentonite Waterproofing
|  |  | 11-41 47 11: Grounds Drainage | 13-51 44 33: Patient Holding Area, Surgical | 21-07 20 10 70: Roadway Lighting | 23-13 25 17 23 11: Pedestrian Waterproof Traffic Coatings
|  |  | 11-42 00 00: Energy Infrastructure Facility | 13-51 44 35: Postanesthesia Recovery Cubicle | 21-07 20 10 80: Vehicle Fare Collection | 23-13 25 17 23 13: Vehicular Waterproof Traffic Coatings
|  |  | 11-42 11 00: Energy Production Facility | 13-51 44 37: Postanesthesia Recovery Isolation Room | 21-07 20 20 : Parking Lots | 23-13 25 17 23: Waterproof Traffic Coatings
|  |  | 11-42 11 11: Nuclear-Powered Electrical Generation Facility | 13-51 44 39: Postoperative Recovery Lounge | 21-07 20 20 10: Parking Lot Pavement | 23-13 25 17: Waterproofing
|  |  | 11-42 11 14: Wind-Powered Electrical Generation Facility | 13-51 44 41 11: Preparation/Recovery Cubicle, Surgical | 21-07 20 20 20: Parking Lot Curbs and Gutters | 23-13 25 19 11 11 11: Expanded Polystyrene Slab and Board Thermal Insulation
|  |  | 11-42 11 17: Solar-Powered Electrical Generation Facility | 13-51 44 41 13: Preparation/Recovery Room, Surgical | 21-07 20 20 40: Parking Lot Appurtenances | 23-13 25 19 11 11 13: Extruded Polystyrene Slab and Board Thermal Insulation
|  |  | 11-42 11 21: Hydroelectric Generation Facility | 13-51 44 41: Preparation/Recovery Spaces, Surgical | 21-07 20 20 70: Parking Lot Lighting | 23-13 25 19 11 11: Polystyrene Slab and Board Thermal Insulation
|  |  | 11-42 11 24: Geothermal-Powered Electrical Generation Facility | 13-51 44 43: Procedure/Minor Operating Room | 21-07 20 20 80: Exterior Parking Control Equipment | 23-13 25 19 11 13: Urethane Slab and Board Thermal Insulation
|  |  | 11-42 11 27: Gas-Powered Electrical Generation Facility | 13-51 44 45: Scrub/Gowning Area | 21-07 20 30 : Pedestrian Plazas and Walkways | 23-13 25 19 11 15: Perlite Slab and Board Thermal Insulation
|  |  | 11-42 11 31: Coal-Powered Electrical Generation Facility | 13-51 44 47: Sub-Sterile Room | 21-07 20 30 10: Pedestrian Pavement | 23-13 25 19 11 17: Fiberglass Slab and Board Thermal Insulation
|  |  | 11-42 11 34: Oil-Powered Electrical Generation Facility | 13-51 44 50: Operating Room, Sterile Storage | 21-07 20 30 20: Pedestrian Pavement Curbs and Gutters | 23-13 25 19 11: Slab and Board Thermal Insulation
|  |  | 11-42 11 37: Steam Production Facility | 13-51 44 51: Surgical Laser Treatment Room | 21-07 20 30 30: Exterior Steps and Ramps | 23-13 25 19 13 11: Fiberglass Blanket Thermal Insulation
|  |  | 11-42 11 55: Stand-By/Emergency Power Facility | 13-51 44 53: Recovery Room, Surgical | 21-07 20 30 40: Pedestrian Pavement Appurtenances | 23-13 25 19 13 13: Rock Wool Blanket Thermal Insulation
|  |  | 11-42 21 00: Energy Distribution Node | 13-51 44 55: Surgical Suite, Workroom and Supply Space | 21-07 20 30 70: Plaza and Walkway Lighting | 23-13 25 19 13: Blanket Thermal Insulation
|  |  | 11-42 21 11: Electrical Substation | 13-51 47 00: Clinical Laboratory Spaces | 21-07 20 30 80: Exterior Pedestrian Control Equipment | 23-13 25 19 15 11 11: Sprayed Cellulose Thermal Insulation Coatings
|  |  | 11-42 21 14: Electrical Switching Station | 13-51 47 11: Automated Clinical Laboratory | 21-07 20 40 : Airfields | 23-13 25 19 15 11: Sprayed Thermal Insulation Coatings
|  |  | 11-42 21 21: Electrical Transformer | 13-51 47 13: Bioassay (Radioimmunoassay) Room | 21-07 20 40 10: Aviation Pavement | 23-13 25 19 15: Thermal Insulation Coatings
|  |  | 11-42 21 24: Natural Gas Pumping Station | 13-51 47 15: Blood Gas Laboratory | 21-07 20 40 20: Aviation Pavement Curbs and Gutters | 23-13 25 19 17 11: Granular Fill Thermal Insulation
|  |  | 11-42 21 29: Miscellaneous Pump Station | 13-51 47 17: Blood Hemotherapeutics Room | 21-07 20 40 40: Aviation Pavement Appurtenances | 23-13 25 19 17: Loose Fill Thermal Insulation
|  |  | 11-42 24 00: Energy Storage Facility | 13-51 47 19: Bone Dissection Laboratory | 21-07 20 40 70: Airfield Lighting | 23-13 25 19: Thermal Insulation
|  |  | 11-42 24 11: Liquid Fuel Storage | 13-51 47 21: Clinical Chemistry Laboratory | 21-07 20 40 80: Airfield Signaling and Control Equipment | 23-13 25 21 11: Slab and Board Sound Isolation Insulation
|  |  | 11-42 24 14: Solid Fuel Storage | 13-51 47 23: Clinical Microbiology Laboratory | 21-07 20 50 : Athletic, Recreational, and Playfield Areas | 23-13 25 21 13: Fiberglass Slab and Board Sound Isolation Insulation
|  |  | 11-42 24 17: Gas Fuel Storage | 13-51 47 25: Cytology Laboratory | 21-07 20 50 10: Athletic Areas | 23-13 25 21 15 11: Fiberglass Blanket Sound Isolation Insulation
|  |  | 11-42 24 21: Electrical Storage | 13-51 47 27: Cytology Screening and Histology Space | 21-07 20 50 30: Recreational Areas | 23-13 25 21 15 13: Rock Wool Blanket Sound Isolation Insulation
|  |  | 11-42 24 25: Miscellaneous Liquid Storage Tank and Basin | 13-51 47 29: Dermatology Laboratory | 21-07 20 50 50: Playfield Areas | 23-13 25 21 15: Blanket Sound Isolation Insulation
|  |  | 11-42 27 00: Energy Distribution Facility | 13-51 47 31: Electron Microscope Suite | 21-07 20 60 : Site Development | 23-13 25 21 17: Sound Isolation Coatings
|  |  | 11-42 27 11: Power Tunnel | 13-51 47 33: Electron Microscope System Room | 21-07 20 60 10: Exterior Fountains | 23-13 25 21 19 11: Granular Sound Isolation Loose Fills
|  |  | 11-42 27 14: Power Trench | 13-51 47 35: Entomology Laboratory | 21-07 20 60 20: Fences and Gates | 23-13 25 21 19: Sound Isolation Loose Fills
|  |  | 11-42 27 17: Pipe Line | 13-51 47 37: Flow Cytometer Space | 21-07 20 60 25: Site Furnishings | 23-13 25 21: Sound Isolation Insulation
|  |  | 11-42 27 21: Power Line | 13-51 47 39: Fluorescence Microscope Room | 21-07 20 60 30: Exterior Signage | 23-13 25 23 11 11: Coatings for Prevention of Biological Damage
|  |  | 11-42 27 24: Steam Tunnel | 13-51 47 41: General Clinical Laboratory Area | 21-07 20 60 35: Flagpoles | 23-13 25 23 11: Products for Prevention of Biological Damage
|  |  | 11-42 27 27: Natural Gas Pipeline | 13-51 47 43: Hematology Laboratory, Coagulation | 21-07 20 60 40: Covers and Shelters | 23-13 25 23 13 11: Tiles and Slabs for Prevention of Chemical Damage
|  |  | 11-42 27 32: Overhead Electrical Power Distribution Line | 13-51 47 45: Hematology Laboratory, Routine | 21-07 20 60 45: Exterior Gas Lighting | 23-13 25 23 13 13: Sheets for Prevention of Chemical Damage
|  |  | 11-42 27 35: Exterior Lighting Pole | 13-51 47 47: Histology Laboratory | 21-07 20 60 50: Site Equipment | 23-13 25 23 13 15: Coatings for Prevention of Chemical Damage
|  |  | 11-42 27 39: Underground Electrical Power Distribution Line | 13-51 47 49: Immunopathology Laboratory | 21-07 20 60 60: Retaining Walls | 23-13 25 23 13: Products for Prevention of Chemical Damage
|  |  | 11-42 38 00: Heat and Refrigeration Facility | 13-51 47 51: Microbiology Biosafety Laboratory | 21-07 20 60 70: Site Bridges | 23-13 25 23 15: Products for Prevention of Abrasive Wear
|  |  | 11-42 38 11: Heat Source | 13-51 47 53: Microbiology Mycology Laboratory | 21-07 20 60 80: Site Screening Devices | 23-13 25 23: Damage Prevention Products
|  |  | 11-42 38 15: Heat Distribution Line | 13-51 47 55: Microbiology Mycobacteriology Laboratory | 21-07 20 60 85: Site Specialties | 23-13 25 25: Air Barriers
|  |  | 11-42 38 19: Heat Gas Production Plant | 13-51 47 57: Moh's Laboratory | 21-07 20 80 : Landscaping | 23-13 25 27: Vapor Barriers
|  |  | 11-42 38 23: Heat Gas Storage | 13-51 47 59: Mycology Laboratory | 21-07 20 80 10: Planting Irrigation | 23-13 27 00: Maintenance Products and Chemicals for Construction
|  |  | 11-42 38 27: Installation Gas Distribution Line | 13-51 47 61: Nephrology Renal Study Space | 21-07 20 80 20: Turf and Grasses | 23-13 27 11 11: Cleaning Products
|  |  | 11-42 38 31: Heat Gas Distribution Line | 13-51 47 63: Renal Studies Laboratory | 21-07 20 80 30: Plants | 23-13 27 11 13: Maintenance Products
|  |  | 11-42 38 35: Refrigeration and Air Conditioning Source | 13-51 47 65: Special Chemistry Laboratory | 21-07 20 80 50: Planting Accessories | 23-13 27 11 15: Combined Cleaning and Protection Products
|  |  | 11-42 38 39: Chilled Water and Refrigerant Distribution Line | 13-51 47 67: Urine Testing Alcove | 21-07 20 80 70: Landscape Lighting | 23-13 27 11: Cleaning and Maintenance Products
|  |  | 11-43 00 00: Waste Infrastructure Facility | 13-51 47 69: Urinalysis Laboratory | 21-07 20 80 80: Landscaping Activities | 23-13 27 13 11: Repair Mortars
|  |  | 11-43 11 00: Waste Collection and Holding Facility | 13-51 47 71: Urology Laboratory | 21-07 30 : Liquid and Gas Site Utilities | 23-13 27 13 13 11: Concrete Cleaning Products
|  |  | 11-43 11 05: Refuse Collection and Recycling Facility | 13-51 47 73: Medical Autopsy Room | 21-07 30 10 : Water Utilities | 23-13 27 13 13 13: Concrete Resurfacing Products
|  |  | 11-43 11 08: Incinerator | 13-51 51 00: Clinical Laboratory Support Spaces | 21-07 30 10 10: Site Domestic Water Distribution | 23-13 27 13 13 15: Concrete Rehabilitation Products
|  |  | 11-43 11 11: Land Fill | 13-51 51 11: Blood Bank Donor Station | 21-07 30 10 30: Site Fire Protection Water Distribution | 23-13 27 13 13: Concrete Restoration and Cleaning Products
|  |  | 11-43 11 12: Hazardous Waste Landfill | 13-51 51 13: Blood Bank Preparation Rom | 21-07 30 10 50: Site Irrigation Water Distribution | 23-13 27 13 15 11: Unit Masonry Restoration Products
|  |  | 11-43 11 14: Special Waste Holding Facility | 13-51 51 15: Blood Bank Blood Product Storage Space | 21-07 30 20 : Sanitary Sewerage Utilities | 23-13 27 13 15 13: Stone Restoration products
|  |  | 11-43 11 25: Animal Waste Handling Facility | 13-51 51 17: Blood Bank Storage and Transfusion Room | 21-07 30 20 10: Sanitary Sewerage Utility Connection | 23-13 27 13 15 15: Unit Masonry Cleaning Products
|  |  | 11-43 21 00: Waste Processing Facility | 13-51 51 19: Blood Specimen Collection Room | 21-07 30 20 20: Sanitary Sewerage Piping | 23-13 27 13 15 17: Stone Cleaning products
|  |  | 11-43 21 11: Sewage Treatment Facility | 13-51 51 21: Cell Bank Freezer, Ultra Low | 21-07 30 20 40: Utility Septic Tanks | 23-13 27 13 15: Masonry Restoration and Cleaning Products
|  |  | 11-43 21 14: Industrial Waste Treatment Facility | 13-51 51 23: Electron Microscope Automated Data Processing Room | 21-07 30 20 50: Sanitary Sewerage Structures | 23-13 27 13 17: Metal Restoration and Cleaning Products
|  |  | 11-43 21 17: Water Separation Facility | 13-51 51 25: Electron Microscope Cutting Room | 21-07 30 20 60: Sanitary Sewerage Lagoons | 23-13 27 13 19 11: Wood Restoration and Cleaning Products
|  |  | 11-43 21 21: Septic Tank and Drain Field | 13-51 51 27: Electron Microscope Dark Room | 21-07 30 30 : Storm Drainage Utilities | 23-13 27 13 19 13: Plastic Restoration and Cleaning Products
|  |  | 11-43 21 23: Septic Lagoon and Settlement Ponds | 13-51 51 29: Electron Microscope Developing, Printing and Enlarging Room | 21-07 30 30 10: Storm Drainage Utility Connection | 23-13 27 13 19: Wood and Plastic Restoration and Cleaning Products
|  |  | 11-43 21 26: Sewage Lift Stations | 13-51 51 31: Electron Microscope Finishing Room | 21-07 30 30 20: Storm Drainage Piping | 23-13 27 13: Repair Products
|  |  | 11-43 21 29: Recycling Processing Center | 13-51 51 33: Electron Microscope Preparation Room | 21-07 30 30 30: Culverts | 23-13 27 15 11: Solvents
|  |  | 11-43 21 32: Special Waste Reclamation Facility | 13-51 51 35: Glassware Washing and Decontamination Room, Clinical Laboratory | 21-07 30 30 40: Site Storm Water Drains | 23-13 27 15 13: Acids
|  |  | 11-44 00 00: Information Infrastructure Facility | 13-51 51 37: Glassware Washing Room, Clinical Laboratory | 21-07 30 30 50: Storm Drainage Pumps | 23-13 27 15 15: Alkalis
|  |  | 11-44 11 00: Information Node | 13-51 51 39: Slides and Blocks Storage Room, Clinical Laboratory | 21-07 30 30 60: Site Subdrainage | 23-13 27 15 17: Salts
|  |  | 11-44 11 11: Computing Center | 13-51 51 41: Sterilization and Solution Preparation Room, Clinical Laboratory | 21-07 30 30 70: Storm Drainage Ponds and Reservoirs | 23-13 27 15: Chemicals for Construction
|  |  | 11-44 11 14: Tier I Data Center | 13-51 51 43: Tissue Storage Area, Clinical Laboratory | 21-07 30 50 : Site Energy Distribution | 23-13 29 00: Foundations
|  |  | 11-44 11 17: Tier II Data Center | 13-51 51 45: Microbiology Media Preparation Laboratory | 21-07 30 50 10: Site Hydronic Heating Distribution | 23-13 29 11 11 11: Pile Casings (Linings)
|  |  | 11-44 11 21: Tier III Data Center | 13-51 51 47: Specimen Accessioning, Processing and Distribution Room | 21-07 30 50 20: Site Steam Energy Distribution | 23-13 29 11 11 13: Cores and Mandrels
|  |  | 11-44 11 24: Tier IV Data Center | 13-51 51 49: Laboratory, Water | 21-07 30 50 40: Site Hydronic Cooling Distribution | 23-13 29 11 11 15: Pile Extension Pieces
|  |  | 11-44 11 27: Automated Data Processing Center | 13-51 54 00: Pharmacy Spaces | 21-07 30 60 : Site Fuel Distribution | 23-13 29 11 11 17: Pile Shoes
|  |  | 11-44 11 75: Outdoor Sign | 13-51 54 11: Chemotherapy Agent Medication Preparation Room | 21-07 30 60 10: Site Gas Distribution | 23-13 29 11 11 19: Pile Splices
|  |  | 11-44 21 00: Information Distribution Facility | 13-51 54 13: Compound Sterile Preparation Space - High Risk | 21-07 30 60 20: Site Fuel-Oil Distribution | 23-13 29 11 11 21: Pile Caps
|  |  | 11-44 21 11: Telecommunication Lines | 13-51 54 15: Compound Sterile Preparation Space - Low Risk | 21-07 30 60 30: Site Gasoline Distribution | 23-13 29 11 11: Foundation Pile Components
|  |  | 11-44 21 14: Satellite Distribution Facility | 13-51 54 17: Compounding Area | 21-07 30 60 40: Site Diesel Fuel Distribution | 23-13 29 11 13 11: Composite Driven Piles
|  |  | 11-44 55 00: Electronics and Communications Equipment Maintenance Facility | 13-51 54 19: Dialysate Preparation Room | 21-07 30 60 60: Site Aviation Fuel Distribution | 23-13 29 11 13 13: Concrete Filled Steel Driven Piles
|  |  | 11-44 55 11: Electronic and Communication Maintenance Shop | 13-51 54 21: IV Admixture Anteroom | 21-07 30 90 : Liquid and Gas Site Utilities Supplementary Components | 23-13 29 11 13 15: Precast Concrete Driven Piles
|  |  | 11-44 55 15: Electronic and Communication Maintenance Shop, Depot | 13-51 54 23: IV Admixture Room | 21-07 30 90 10: Supplementary Components | 23-13 29 11 13 17: Rolled Steel Section Driven Piles
|  |  | 11-44 55 19: Electronic and Communication Maintenance Facility | 13-51 54 25: Medication Preparation Room | 21-07 40 : Electrical Site Improvements | 23-13 29 11 13 19: Unfilled Tubular Steel Driven Piles
|  |  | 11-51 00 00: Transportation Facility | 13-51 54 27: Methadone Dispensing Station | 21-07 40 10 : Site Electric Distribution Systems | 23-13 29 11 13 21: Wood Driven Piles
|  |  | 11-51 11 00: Aerospace Transportation Terminal | 13-51 54 29: Oncology Drug Preparation Area | 21-07 40 10 10: Electrical Utility Services | 23-13 29 11 13 23: Sheet Driven Piles
|  |  | 11-51 11 11: Rural/Isolated Airfield | 13-51 54 31: Pharmacy | 21-07 40 10 20: Electric Transmission and Distribution | 23-13 29 11 13: Driven Piles
|  |  | 11-51 11 14: Local or Municipal Airfield | 13-51 54 32: Pharmacy, Dispensing Space | 21-07 40 10 30: Electrical Substations | 23-13 29 11 15: Screw Piles
|  |  | 11-51 11 17: Regional Airport | 13-51 54 33: Pharmacy Manufacturing & Prepack Space | 21-07 40 10 40: Electrical Transformers | 23-13 29 11: Foundation Piles
|  |  | 11-51 11 21: International Airport | 13-51 54 35: Prescription Receiving Station | 21-07 40 10 50: Electrical Switchgear and Protection Devices | 23-13 29 13 11: Well Foundation Casings
|  |  | 11-51 11 24: Heliport | 13-51 54 37: Pharmacy, Bulk, Breakdown and Verification Area | 21-07 40 10 70: Site Grounding | 23-13 29 13 13: Caissons
|  |  | 11-51 11 27: Extra-Atmospheric Aerospace Transportation Terminal | 13-51 54 39: Pharmacy, Controlled Substances and Secured Dispensing | 21-07 40 10 90: Electrical Distribution System Instrumentation and Controls | 23-13 29 13: Caissons, Foundation Casings
|  |  | 11-51 11 35: Passenger Assembly Facility | 13-51 57 00: Medical Services Logistic Spaces | 21-07 40 50 : Site Lighting | 23-13 29 15 11: Column Bases
|  |  | 11-51 11 39: Ground Operations Building | 13-51 57 11: Automatic Cart Wash Area, Healthcare | 21-07 40 50 10: Area Lighting | 23-13 29 15 13: Grade Beams
|  |  | 11-51 11 43: Airfield Operational Building | 13-51 57 13: BSL3 Infectious Disease Suite, Autoclave Room | 21-07 40 50 20: Flood Lighting | 23-13 29 15 15: Strip Foundation Blocks
|  |  | 11-51 11 47: Non-Building Airfield Operational Facility | 13-51 57 15: BSL3 Suite, Autoclave Room | 21-07 40 50 50: Building Illumination | 23-13 29 15: Shallow Foundations
|  |  | 11-51 21 00: Marine Transportation Terminal | 13-51 57 17: Cart Assembly/Queue Area, Healthcare | 21-07 40 50 90: Exterior Lighting Supplementary Components | 23-13 29 17 11: Controlled Modulus Columns
|  |  | 11-51 21 11: Recreational Marina | 13-51 57 19: Clean Cart Holding Area, Healthcare | 21-07 50 : Site Communications | 23-13 29 17 13: Other Special Foundations
|  |  | 11-51 21 12: Recreational Pier | 13-51 57 20: Medical Material Cart Restocking Area | 21-07 50 10 : Site Communications Systems | 23-13 29 17: Special Foundations
|  |  | 11-51 21 14: Commercial Pier | 13-51 57 21: Clean Linen Preparation and Storage Area, Healthcare | 21-07 50 10 10: Site Communications Structures | 23-13 31 00: Structural Concrete Products
|  |  | 11-51 21 15: Wharf | 13-51 57 23: Clean Supply Preparation and Assembly Area, Healthcare | 21-07 50 10 30: Site Communications Distribution | 23-13 31 11: Structural Concrete
|  |  | 11-51 21 17: Industrial Pier | 13-51 57 25: Clean Supply Preparation Area, Healthcare | 21-07 50 10 50: Wireless Communications Distribution | 23-13 31 13: Ready Mixed Concrete
|  |  | 11-51 21 21: Port | 13-51 57 27: Equipment Processing and Clean Storage Room, Healthcare | 21-07 90 : Miscellaneous Site Construction | 23-13 31 15: Precast Structural Concrete
|  |  | 11-51 21 23: Container Terminal | 13-51 57 29: Ethylene Oxide Gas Sterilizer Room | 21-07 90 10 : Tunnels | 23-13 31 17 11: Steel Forms
|  |  | 11-51 24 00: Rail Transportation Terminal | 13-51 57 31: Instrument Sterilization Room | 21-07 90 10 10: Vehicular Tunnels | 23-13 31 17 13: Prefabricated Stair Forms
|  |  | 11-51 24 11: Rural Long Distance Rail Station | 13-51 57 32: Central Sterile, Receiving and Decontamination | 21-07 90 10 20: Pedestrian Tunnels | 23-13 31 17 15: Concrete Form Liners
|  |  | 11-51 24 14: Urban Long Distance Rail Station | 13-51 57 33: Manual Cart Wash Area, Healthcare | 21-07 90 10 40: Service Tunnels | 23-13 31 17 17: Insulated Concrete Forms
|  |  | 11-51 24 17: Local Transit Rail Station | 13-51 57 35: Soiled Cart Holding Area, Healthcare | 21-07 90 10 90: Tunnel Construction Related Activities | 23-13 31 17: Concrete Formwork
|  |  | 11-51 24 35: Explosives Railway Holding Yard | 13-51 57 37: Soiled Cart Receiving Area, Healthcare |  | 23-13 31 19: Non Formwork
|  |  | 11-51 27 00: Motor Vehicle Transportation Terminal | 13-51 57 39: Soiled Instrument and Equipment Receiving and Decontamination Room, Healthcare |  | 23-13 31 21 11 11: Reinforcing Steel
|  |  | 11-51 27 11: Long Distance Bus Station | 13-51 57 41: Sterile Supply Preparation and Assembly Area, Healthcare |  | 23-13 31 21 11 13 11: Welded Wire Fabric Reinforcing
|  |  | 11-51 27 14: Local Transit Bus Station | 13-51 57 43: Biomedical Electronic Repair |  | 23-13 31 21 11 13: Reinforcement Steel Mesh
|  |  | 11-51 27 15: Bus Stop Shelter | 13-51 61 00: Rehabilitation Spaces |  | 23-13 31 21 11 15 11: Steel Fibrous Reinforcing
|  |  | 11-51 27 17: Roadside Truck Stop | 13-51 61 11: Amputee Training Area |  | 23-13 31 21 11 15 13: Synthetic Fibrous Reinforcing
|  |  | 11-51 27 18: Vehicle Scales | 13-51 61 13: Brace Shop Fitting Shop |  | 23-13 31 21 11 15: Fibrous Reinforcing
|  |  | 11-51 27 21: Highway Rest Stop | 13-51 61 15: Brace Shop , Adjustment/Modification Area |  | 23-13 31 21 11 17: Reinforcement Couplers
|  |  | 11-51 31 00: Vehicle Maintenance and Parking Facility | 13-51 61 17: Brace Shop Welding Area |  | 23-13 31 21 11 19: Reinforcement Spacers
|  |  | 11-51 31 11: Auto Maintenance and Fueling Station | 13-51 61 19: Computer Activities Room, Rehabilitation |  | 23-13 31 21 11 21: Reinforcement Accessories
|  |  | 11-51 31 12: Automobile Craft Center | 13-51 61 21: Prosthesis Design and Manufacturing Room, Rehabilitation |  | 23-13 31 21 11: Reinforcement Components
|  |  | 11-51 31 14: Automobile Parking Facility | 13-51 61 23: Dynamic Alignment Room |  | 23-13 31 21 13 11 11 11: Steel Strand Stressing Tendons
|  |  | 11-51 31 17: Rail Maintenance and Fueling Facility | 13-51 61 25 11: Therapeutic Exercise Area |  | 23-13 31 21 13 11 11 13: Steel Wire Stressing Tendons
|  |  | 11-51 31 18: Rail Yard | 13-51 61 25 13: Exercise/Therapy Gymnasium |  | 23-13 31 21 13 11 11 15: Steel Bar Stressing Tendons
|  |  | 11-51 31 21: Airplane Maintenance and Fueling Facility | 13-51 61 25 15: Individual Therapeutic Exercise Area |  | 23-13 31 21 13 11 11: Steel Stressing Tendons
|  |  | 11-51 31 24: Boat Maintenance and Fueling Dry Docks | 13-51 61 25 17: Treatment/Exercise Area |  | 23-13 31 21 13 11 13: Glass Fibers
|  |  | 11-51 31 29: Small Craft Berthing | 13-51 61 25: Therapeutic Exercise Spaces |  | 23-13 31 21 13 11: Stressing Tendons
|  |  | 11-51 31 33: Small Craft Building | 13-51 61 27: Eye Fitting Studio |  | 23-13 31 21 13 13: Steel Bars
|  |  | 11-51 31 37: Offshore Mooring Facility | 13-51 61 29: Facial/Body Fitting Studio |  | 23-13 31 21 13 15: Glass Fiber Tendons
|  |  | 11-51 31 41: Boathouse | 13-51 61 31: Fitting Room, Custom Fabrication |  | 23-13 31 21 13 17: Prestressing Couplers
|  |  | 11-51 34 00: Airfield Pavement | 13-51 61 33: Fitting Room, Soft Goods Fabrication |  | 23-13 31 21 13 19 11: Tendon Sheathing Ducts
|  |  | 11-51 34 15: Airfield Runway | 13-51 61 35: Gait Lane |  | 23-13 31 21 13 19: Tendon Sheathing
|  |  | 11-51 34 19: Airfield Taxiway | 13-51 61 37: Gait Study Track |  | 23-13 31 21 13 21: Prestressing Anchorages
|  |  | 11-51 34 23: Airfield Apron | 13-51 61 39: Hearing Aid Fabrication and Modification Room |  | 23-13 31 21 13: Prestressing Components
|  |  | 11-51 45 00: Roadway | 13-51 61 41: Hubbard Tank - Full Immersion |  | 23-13 31 21 15: Post Tensioning Products
|  |  | 11-51 45 11: Alley | 13-51 61 43: Hubbard Tank - Partial Immersion |  | 23-13 31 21 17: Complete Reinforcement Cages
|  |  | 11-51 45 15: Driveway | 13-51 61 45: Hydrotherapy Area |  | 23-13 31 21 19 11: Expansion and Contraction Joints
|  |  | 11-51 45 19: Street | 13-51 61 47: Neurophysiology Rehabilitation Room |  | 23-13 31 21 19 13: Waterstops
|  |  | 11-51 45 23: Collector Roadway | 13-51 61 49: Occupational Therapy Room |  | 23-13 31 21 19: Cast In Jointing
|  |  | 11-51 45 27: Arterial Roadway | 13-51 61 50: Occupational Therapy, Daily Living Skills Training and Evaluation Room |  | 23-13 31 21: Reinforcement and Prestressing Components
|  |  | 11-51 45 31: County Highway | 13-51 61 51: Pediatric Developmental Therapy Space |  | 23-13 31 23 11: Stamped Concrete Finishing Products
|  |  | 11-51 45 35: State or Provincial Highway | 13-51 61 53: Physical Therapy/Kinesiology Therapy Room |  | 23-13 31 23 13: Colored Concrete Finishing Products
|  |  | 11-51 45 39: Beltway | 13-51 61 55: Posturography Exam Room |  | 23-13 31 23: Concrete Finishing Products
|  |  | 11-51 45 43: Interstate Highway | 13-51 61 57: Prosthetic and Orthotic Dust Room |  | 23-13 33 00: Envelope Enclosure Products
|  |  | 11-51 49 00: Traffic Control Facility | 13-51 61 59: Prosthetic and Orthotic Fume Room |  | 23-13 33 11: Sliding Glass Wall Systems
|  |  | 11-51 49 11: Traffic Control Signal | 13-51 61 61: Prosthetic and Orthotic Work Station |  | 23-13 33 13: Folding Glass Wall Systems
|  |  | 11-51 49 15: Toll Booth/Plaza | 13-51 61 63: Prosthetic and Orthotic, Maintenance Support Room |  | 23-13 33 15 11: Blast Resistant Wall Exteriors
|  |  | 11-51 53 00: Sidewalk or Other Pavement | 13-51 61 65: Rehabilitation Therapy Gym |  | 23-13 33 15: Wall Exteriors
|  |  | 11-51 53 11: Vehicle Staging Area, Surfaced | 13-51 61 67: Speech Pathology Individual Therapy Room |  | 23-13 33 17 11: Exterior Wall Assemblies
|  |  | 11-51 53 13: Parking Lot | 13-51 61 68: Speech Therapist, Exam and Treatment Space |  | 23-13 33 17: Infill Facades
|  |  | 11-51 53 15: Sidewalk and Walkway | 13-51 61 69: Therapeutic Pool |  | 23-13 33 19 11 11: Opening Infill Units
|  |  | 11-51 53 19: Miscellaneous Paved Area | 13-51 61 71: Wheelchair Repair Workspace |  | 23-13 33 19 11 13: Imbedded Material Finish Mix, Tiles, Brick
|  |  | 11-51 58 00: Railway | 13-51 61 73: Whirlpool |  | 23-13 33 19 11: Cladding and Curtainwall Panels
|  |  | 11-51 58 11: Heavy Railway | 13-51 61 75: Rehabilitation Living Skills Training Apartment |  | 23-13 33 19: Precast Concrete Facade
|  |  | 11-51 58 15: Light Railway | 13-51 64 00: Dental Spaces |  | 23-13 33 21 11 11: Automatic Aluminum-Framed Entrances
|  |  | 11-51 58 19: High Speed Railway | 13-51 64 11: Dental CS Suite |  | 23-13 33 21 11 13: Revolving Door Aluminum-Framed Entrances
|  |  | 11-51 58 23: Monorail | 13-51 64 13: Dental Hygiene and Operatory Room |  | 23-13 33 21 11 15: Balanced Door Aluminum-Framed Entrances
|  |  | 11-51 58 27: Magnetic Levitation Railway | 13-51 64 15: Dental Hygiene Room |  | 23-13 33 21 11 17: Pressure-Resistant Aluminum-Framed Entrances
|  |  | 11-51 58 31: Miscellaneous Railroad Facility | 13-51 64 17: Dental Porcelain Room |  | 23-13 33 21 11 19: Intensive Care Unit/Critical Care Unit Aluminum-Framed Entrances
|  |  | 11-51 65 00: Bridge | 13-51 64 19: Dental Prosthetics Laboratory |  | 23-13 33 21 11: Aluminum-Framed Entrances
|  |  | 11-51 65 11: Vehicular Bridge | 13-51 64 21: Dental Screening Room |  | 23-13 33 21 13 11: Automatic Bronze-Framed Entrances
|  |  | 11-51 65 15: Rail Bridge | 13-51 64 23: Dental Self Preparation Area |  | 23-13 33 21 13 13: Revolving Door Bronze-Framed Entrances
|  |  | 11-51 65 19: Pedestrian Bridge | 13-51 64 25: Dental Treatment t Room, Mini Laboratory |  | 23-13 33 21 13 15: Balanced Door Bronze-Framed Entrances
|  |  | 11-51 67 00: Tunnel | 13-51 64 27: Dental Treatment Room |  | 23-13 33 21 13 17: Pressure-Resistant Bronze-Framed Entrances
|  |  | 11-51 67 11: Vehicular Tunnel | 13-51 64 29: Dental Treatment Room, Conscious Sedation Support |  | 23-13 33 21 13 19: Intensive Care Unit/Critical Care Unit Bronze-Framed Entrances
|  |  | 11-51 67 15: Utility Tunnel | 13-51 64 31: Dental Treatment Room, Endodontics |  | 23-13 33 21 13: Bronze-Framed Entrances
|  |  | 11-51 67 19: Snow Shed | 13-51 64 33: Dental Treatment Room, Orthodontics |  | 23-13 33 21 15 11: Automatic Stainless-Steel-Framed Entrances
|  |  | 11-51 75 00: Seaway Facility | 13-51 64 35: Dental Treatment Room, Pediatrics |  | 23-13 33 21 15 13: Revolving Door Stainless-Steel-Framed Entrances
|  |  | 11-51 75 11: Ship Navigation Building | 13-51 64 37: Dental Treatment Room, Periodontics |  | 23-13 33 21 15 15: Balanced Door Stainless-Steel-Framed Entrances
|  |  | 11-51 75 15: Ship Navigation Facility | 13-51 64 39: Dental Treatment Room, Prosthodontics |  | 23-13 33 21 15 17: Pressure-Resistant Stainless-Steel-Framed Entrances
|  |  | 11-51 75 19: Harbor Control Facility | 13-51 64 41: Dental X-Ray Room |  | 23-13 33 21 15 19: Intensive Care Unit/Critical Care Unit Stainless-Steel-Framed Entrances
|  |  | 11-90 00 00: Mixed-Use Facility | 13-51 64 43: Instrument Preparation and Sterilization Room |  | 23-13 33 21 15: Stainless-Steel-Framed Entrances
|  |  | 11-90 11 00: Sub-Facility | 13-51 64 45: Maxillo-Facial Laboratory |  | 23-13 33 21 17 11: Automatic Steel-Framed Entrances
|  |  | 11-95 00 00: Land | 13-51 64 47: Maxillo-Facial Treatment Room |  | 23-13 33 21 17 13: Revolving Door Steel-Framed Entrances
|  |  | 11-95 11 00: Land Purchase, Condemnation, Donation, or Transfer | 13-51 64 49: Oral Pathology Laboratory |  | 23-13 33 21 17 15: Balanced Door Steel-Framed Entrances
|  |  | 11-95 11 11: Federal Government-Owned Land | 13-51 64 51: Oral Surgery Residency Room |  | 23-13 33 21 17 17: Pressure-Resistant Steel-Framed Entrances
|  |  | 11-95 11 15: State-Owned Land | 13-51 64 53: Oral Surgery Room |  | 23-13 33 21 17 19: Intensive Care Unit/Critical Care Unit Steel-Framed Entrances
|  |  | 11-95 11 19: Public Land | 13-51 64 55: Panoramic Dental X-Ray Room |  | 23-13 33 21 17: Steel-Framed Entrances
|  |  | 11-95 11 23: Institutional Land | 13-51 64 57: Dental X-Ray Support Room |  | 23-13 33 21 19 11: Automatic All-Glass Entrances
|  |  | 11-95 11 27: Research and Development Land | 13-51 67 00: Medical Research and Development Spaces |  | 23-13 33 21 19 13: Revolving Door All-Glass Entrances
|  |  | 11-95 15 00: Public Domain Withdraw | 13-51 67 11: Research Animal Recovery Area |  | 23-13 33 21 19 15: Balanced Door All-Glass Entrances
|  |  | 11-95 19 00: License or Permit | 13-51 67 13: Barrier Suite, Procedure Laboratory |  | 23-13 33 21 19 17: Pressure-Resistant All-Glass Entrances
|  |  | 11-95 19 11: Licensed and Permitted Land | 13-51 67 15: Biomedical Research BSL3 Suite Tissue Culture Room |  | 23-13 33 21 19 19: Intensive Care Unit/Critical Care Unit All-Glass Entrances
|  |  | 11-95 19 15: In-Leased Land | 13-51 67 17: Biomedical Research Tissue Culture Room |  | 23-13 33 21 19: All-Glass Entrances
|  |  | 11-95 19 19: Foreign Land | 13-51 67 18: Laboratory, Research, Biochemistry |  | 23-13 33 21: Entrances
|  |  | 11-95 23 00: Improvement to Facility or Site | 13-51 67 19: Biosafety Level 3 Laboratory |  | 23-13 33 23 11 11: Automatic Aluminum-Framed Storefronts
|  |  | 11-95 23 11: Building Improvements and Acquisitions | 13-51 67 21: BSL3 Infectious Disease Suite, Procedure Laboratory |  | 23-13 33 23 11 13: Revolving Door Aluminum-Framed Storefronts
|  |  | 11-95 23 15: Clearing, Grading, and Landscaping | 13-51 67 23: BSL3 Procedure Room |  | 23-13 33 23 11 15: Balanced Door Aluminum-Framed Storefronts
|  |  | 11-95 23 19: Demolition | 13-51 67 25: Environmental Suite Infectious Disease Procedure Laboratory |  | 23-13 33 23 11 17: Pressure-Resistant Aluminum-Framed Storefronts
|  |  | 11-95 23 23: Cut and Fill | 13-51 67 27: Research Infectious Disease Animal Holding Area |  | 23-13 33 23 11 19: Intensive Care Unit/Critical Care Unit Aluminum-Framed Storefronts
|  |  | 11-95 23 27: Dredging | 13-51 67 29: Research Veterinary Radiography Control Room |  | 23-13 33 23 11: Aluminum-Framed Storefronts
|  |  | 11-95 23 33: Construction Site | 13-51 67 31: Research and Development Machine Shop |  | 23-13 33 23 13 11: Automatic Bronze-Framed Storefronts
|  |  | 11-95 27 00: Contaminated Land | 13-51 67 33: Research Veterinary Radiography Procedure Room |  | 23-13 33 23 13 13: Revolving Door Bronze-Framed Storefronts
|  |  | 11-95 31 00: Not Real Property | 13-51 67 35: Research Diagnostic Laboratory |  | 23-13 33 23 13 15: Balanced Door Bronze-Framed Storefronts
|  |  | 11-95 35 00: Office Site | 13-51 67 37: Research NMR Room |  | 23-13 33 23 13 17: Pressure-Resistant Bronze-Framed Storefronts
|  |  | 11-95 39 00: Planned Development (PUD) | 13-51 67 39: Research Procedure Laboratory |  | 23-13 33 23 13 19: Intensive Care Unit/Critical Care Unit Bronze-Framed Storefronts
|  |  | 11-95 43 00: Residential (Single-Family) Site | 13-51 67 41: Research Veterinary Surgical Suite, Animal Preparation Room |  | 23-13 33 23 13: Bronze-Framed Storefronts
|  |  | 11-95 47 00: Agricultural-Undeveloped | 13-51 67 43: Research Veterinary BSL3 Infectious Disease Suite Holding Room |  | 23-13 33 23 15 11: Automatic Stainless-Steel-Framed Storefronts
|  |  | 11-95 51 00: Retail Site | 13-51 67 45: Research Veterinary Barrier Suite Holding Room |  | 23-13 33 23 15 13: Revolving Door Stainless-Steel-Framed Storefronts
|  |  | 11-95 55 00: Retail Pad | 13-51 67 47: Research Veterinary Chemical/Radioisotope Suite Holding Room |  | 23-13 33 23 15 15: Balanced Door Stainless-Steel-Framed Storefronts
|  |  | 11-95 59 00: Subdivision-Industrial Site | 13-51 67 49: Research Veterinary Environmental Suite Holding Room |  | 23-13 33 23 15 17: Pressure-Resistant Stainless-Steel-Framed Storefronts
|  |  | 11-95 63 00: Subdivision-Office Site | 13-51 67 51: Research Veterinary Quarantine Holding Room |  | 23-13 33 23 15 19: Intensive Care Unit/Critical Care Unit Stainless-Steel-Framed Storefronts
|  |  | 11-95 67 00: Subdivision-Residential Site | 13-51 67 53: Research Veterinary Surgery Room |  | 23-13 33 23 15: Stainless-Steel-Framed Storefronts
|  |  | 11-95 71 00: Water-Related Site | 13-51 91 00: Veterinary Spaces |  | 23-13 33 23 17 11: Automatic Steel-Framed Storefronts
|  |  | 11-95 71 11: Coastal/Island | 13-51 91 11: Hospitalization Kennel |  | 23-13 33 23 17 13: Revolving Door Steel-Framed Storefronts
|  |  | 11-95 71 15: Flood Zone | 13-51 91 14: Infectious Disease Animal Holding Area |  | 23-13 33 23 17 15: Balanced Door Steel-Framed Storefronts
|  |  | 11-95 71 19: Wetland/Marshland | 13-51 91 17: Veterinary Radiography Control Room |  | 23-13 33 23 17 17: Pressure-Resistant Steel-Framed Storefronts
|  |  | 11-95 75 00: Wilderness Site | 13-51 91 20: Veterinary Radiography Procedure Room |  | 23-13 33 23 17 19: Intensive Care Unit/Critical Care Unit Steel-Framed Storefronts
|  |  | 11-95 79 00: Commercial Site | 13-51 91 23: Veterinary Surgical Suite, Animal Preparation Room |  | 23-13 33 23 17: Steel-Framed Storefronts
|  |  | 11-95 83 00: Land Easement | 13-51 91 26: Veterinary BSL3 Infectious Disease Suite Holding Room |  | 23-13 33 23 19 11: Automatic All-Glass Storefronts
|  |  | 11-95 83 11: Conservation/Preservation Easement | 13-51 91 29: Veterinary Barrier Suite Holding Room |  | 23-13 33 23 19 13: Revolving Door All-Glass Storefronts
|  |  | 11-95 83 15: Flowage Easement | 13-51 91 32: Veterinary Examination and Treatment Room |  | 23-13 33 23 19 15: Balanced Door All-Glass Storefronts
|  |  | 11-95 83 19: Right-of-Way | 13-51 91 35: Veterinary Quarantine Holding Room |  | 23-13 33 23 19 17: Pressure-Resistant All-Glass Storefronts
|  |  | 11-95 87 00: Industrial Site | 13-51 91 38: Veterinary Surgery Room |  | 23-13 33 23 19 19: Intensive Care Unit/Critical Care Unit All-Glass Storefronts
|  |  | 11-95 91 00: Multi-Family Site | 13-51 91 41: Cage Wash Area |  | 23-13 33 23 19: All-Glass Storefronts
|  |  | 11-95 91 11: Apartment Site | 13-51 91 44: Veterinary Food Preparation Room |  | 23-13 33 23: Storefronts
|  |  | 11-95 91 15: Duplex & 3-4 Plex Site | 13-53 00 00: Laboratory Spaces |  | 23-13 33 25: Precast Modules
|  |  |  | 13-53 11 00: Chemistry Laboratories |  | 23-13 33 27 11 11 11: Curtain Wall Frames
|  |  |  | 13-53 13 00: Biosciences Laboratories |  | 23-13 33 27 11 11 13: Curtain Wall Sections
|  |  |  | 13-53 15 00: Physical Sciences Laboratories |  | 23-13 33 27 11 11 15: Curtain Wall Infill Panels
|  |  |  | 13-53 15 11: Optical Physics Laboratory |  | 23-13 33 27 11 11: Curtain Wall Components
|  |  |  | 13-53 15 13: Physics Research Laboratory |  | 23-13 33 27 11 13: Metal Framed Curtain Wall
|  |  |  | 13-53 17 00: Astronomy Laboratories |  | 23-13 33 27 11 15: Translucent Curtain Wall Assemblies
|  |  |  | 13-53 17 11: Astronomy Research Laboratory |  | 23-13 33 27 11: Curtain Walls
|  |  |  | 13-53 19 00: Earth and Environmental Sciences Laboratories |  | 23-13 33 27 13 11: Structural Glass Curtain Walls
|  |  |  | 13-53 19 11: Geology Laboratory |  | 23-13 33 27 13: Structural Glazing
|  |  |  | 13-53 19 13: Earth Sciences Research Laboratory |  | 23-13 33 27 15: Suspended Glazing
|  |  |  | 13-53 21 00: Forensics Laboratories |  | 23-13 33 27 17: Patent Glazing
|  |  |  | 13-53 23 00: Psychology Laboratories |  | 23-13 33 27 19 11: Sections for Glazed Roofs
|  |  |  | 13-53 25 00: Bench Laboratories |  | 23-13 33 27 19 13: Sloped Glazing Assemblies
|  |  |  | 13-53 27 00: Dry Laboratories |  | 23-13 33 27 19 15: Translucent Roof Assemblies
|  |  |  | 13-53 29 00: Integration Laboratories |  | 23-13 33 27 19 17: Translucent Wall Assemblies
|  |  |  | 13-53 31 00: Wet Laboratories |  | 23-13 33 27 19: Glazed Roof Structures
|  |  |  | 13-53 33 00: Laboratory Storage Spaces |  | 23-13 33 27: Glazed Facade and Roof Structures
|  |  |  | 13-53 35 00: Laboratory Support Spaces |  | 23-13 35 00: Framing Products
|  |  |  | 13-55 00 00: Commerce Activity Spaces |  | 23-13 35 11 11: Beam Column Frames
|  |  |  | 13-55 11 00: Office Spaces |  | 23-13 35 11 13 11: Columns
|  |  |  | 13-55 11 11: Office Service |  | 23-13 35 11 13 13: Beams
|  |  |  | 13-55 11 13: Dedicated Enclosed Workstation |  | 23-13 35 11 13: Column Slab Frames
|  |  |  | 13-55 11 15: Shared Enclosed Workstation |  | 23-13 35 11 15: Portal Frames
|  |  |  | 13-55 11 17: Dedicated Open Workstation |  | 23-13 35 11 17: Structural Racking
|  |  |  | 13-55 11 19: Shared Open Workstation |  | 23-13 35 11 19 11: Structural Roller Bearings
|  |  |  | 13-55 11 21: Open Team Setting |  | 23-13 35 11 19 13: Structural Slide Bearings
|  |  |  | 13-55 11 23: General File and Storage |  | 23-13 35 11 19 15: Structural Rocker Bearings
|  |  |  | 13-55 11 25: Shared Workstation File and Storage |  | 23-13 35 11 19 17: Structural Fixed Bearings
|  |  |  | 13-55 11 27: Shared Equipment Station |  | 23-13 35 11 19: Structural Bearings
|  |  |  | 13-55 11 29: Lookout Gallery |  | 23-13 35 11 21: Vibration and Earthquake Controls
|  |  |  | 13-55 13 00: Banking Spaces |  | 23-13 35 11: Structural Frames
|  |  |  | 13-55 13 11: Bank Teller Space |  | 23-13 35 13: Non Structural Framing Products
|  |  |  | 13-55 13 13: Automatic Teller Machine Space |  | 23-13 35 15 11: Booms Braces
|  |  |  | 13-55 13 15: Vault |  | 23-13 35 15 13: Couplers
|  |  |  | 13-55 15 00: Trading Spaces |  | 23-13 35 15 15: Complete Space Frames
|  |  |  | 13-55 15 11: Trading Floor |  | 23-13 35 15: Space Frames
|  |  |  | 13-55 17 00: Demonstration Spaces |  | 23-13 35 17: Geodesic Structures
|  |  |  | 13-55 19 00: Sales Spaces |  | 23-13 35 19 11: Trussed Rafters
|  |  |  | 13-55 19 11: Checkout Space |  | 23-13 35 19 13 11: Trussed Metal Joists
|  |  |  | 13-55 19 13: Display Space |  | 23-13 35 19 13 13: Trussed Composite Joist Assemblies
|  |  |  | 13-55 19 15: Fitting Space |  | 23-13 35 19 13 15: Trussed Metal Web Wood Joists
|  |  |  | 13-55 19 17: Vending Machine Area |  | 23-13 35 19 13 17: Wood Trusses
|  |  |  | 13-55 19 19: Auction Room |  | 23-13 35 19 13 19: Metal Trusses
|  |  |  | 13-55 19 21: Pet Shop Animal Space |  | 23-13 35 19 13: Trussed Beams and Joists
|  |  |  | 13-55 21 00: Commercial Service and Repair Spaces |  | 23-13 35 19 15 11: Wood Joists
|  |  |  | 13-55 23 00: Commercial Support Spaces |  | 23-13 35 19 15 13: Wood Beams
|  |  |  | 13-55 27 00: Hotel, Motel, Hostel, and Dormitory Service Spaces |  | 23-13 35 19 15 15: Heavy Timber Construction
|  |  |  | 13-55 27 11: Dormitory |  | 23-13 35 19 15 17: Engineered Wood Products
|  |  |  | 13-55 27 13: Hotel Residence Room |  | 23-13 35 19 15: Web Beams and Joists
|  |  |  | 13-55 29 00: Commerce Activity Support Areas |  | 23-13 35 19 17 11: Precast Concrete Doubletee Beams
|  |  |  | 13-55 29 11: Information Counter |  | 23-13 35 19 17 13: Precast Concrete Hollowcore Beams
|  |  |  | 13-55 29 13: Lobby Non-Circulation Space |  | 23-13 35 19 17 15: Precast Concrete Inverted Tee Beams
|  |  |  | 13-55 29 15: Post Office Space |  | 23-13 35 19 17 17: Precast Concrete Spandrel Beams
|  |  |  | 13-55 29 17: Mail Room Space |  | 23-13 35 19 17: Precast Concrete Beams
|  |  |  | 13-55 29 19: Box Lobby |  | 23-13 35 19: Rafters, Beams, and Joists
|  |  |  | 13-55 29 21 11: Conference Room |  | 23-13 35 21 11: Concrete Structural Walls
|  |  |  | 13-55 29 21 13: Press Conference Room |  | 23-13 35 21 13: Masonry Structural Walls
|  |  |  | 13-55 29 21 15: Community Room |  | 23-13 35 21 15: Wood Framed Structural Walls
|  |  |  | 13-55 29 21 17: War Room |  | 23-13 35 21 17: Metal Framed Structural Walls
|  |  |  | 13-55 29 21 19: Meeting Equipment Room |  | 23-13 35 21 19 11: Cementitious Reinforced Structural Panels
|  |  |  | 13-55 29 21: Meeting Spaces |  | 23-13 35 21 19 13: Stressed Skin Structural Panels
|  |  |  | 13-55 29 23 11: Reception Space |  | 23-13 35 21 19 15: Structural Insulated Panels
|  |  |  | 13-55 29 23 13: Waiting Room |  | 23-13 35 21 19: Structural Panels
|  |  |  | 13-55 29 23 15: Queuing Space |  | 23-13 35 21 21: Other Structural Walls
|  |  |  | 13-55 29 23: Waiting Space |  | 23-13 35 21: Structural Walls
|  |  |  | 13-55 29 25: Business Support Space |  | 23-13 35 23 11 11: Concrete Structural Floor Decks
|  |  |  | 13-57 00 00: Service Activity Spaces |  | 23-13 35 23 11 13 11: Raceway Deck Systems
|  |  |  | 13-57 11 00: Grooming Activity Spaces |  | 23-13 35 23 11 13 13: Acoustical Metal Floor Decks
|  |  |  | 13-57 11 11: Makeup Space |  | 23-13 35 23 11 13: Metal Structural Floor Decks
|  |  |  | 13-57 11 13: Haircutting Space |  | 23-13 35 23 11 15: Wood Structural Floor Decks
|  |  |  | 13-57 13 00: Food Service |  | 23-13 35 23 11: Structural Floor Decks
|  |  |  | 13-57 13 11: Cooking Spaces |  | 23-13 35 23 13 11: Concrete Structural Roof Decks
|  |  |  | 13-57 13 13 11: Food Preparation Space |  | 23-13 35 23 13 13 11: Acoustical Metal Roof Deck
|  |  |  | 13-57 13 13 13: Cooking Space |  | 23-13 35 23 13 13: Metal Structural Roof Decks
|  |  |  | 13-57 13 13 15: Dishwashing Station |  | 23-13 35 23 13 15: Wood Structural Roof Decks
|  |  |  | 13-57 13 13: Kitchen Space |  | 23-13 35 23 13: Structural Roof Decks
|  |  |  | 13-57 13 15 11: Dining Room |  | 23-13 35 23 15: Structural Grating Floors
|  |  |  | 13-57 13 15 13: Banquet Hall |  | 23-13 35 23 17 11 11: Balcony Holders and Mechanical Fasteners
|  |  |  | 13-57 13 15 15: Food Court |  | 23-13 35 23 17 11: Balcony Components
|  |  |  | 13-57 13 15 17: Snack Bar |  | 23-13 35 23 17 13: Concrete Balconies and Overhang Units
|  |  |  | 13-57 13 15 19: Salad Bar |  | 23-13 35 23 17 15: Metal Balconies and Overhang Units
|  |  |  | 13-57 13 15 21: Liquor Bar |  | 23-13 35 23 17 17: Wood Balconies and Overhang Units
|  |  |  | 13-57 13 15 23: Beverage Station |  | 23-13 35 23 17: Balconies and Overhang Units
|  |  |  | 13-57 13 15 25: Table Bussing Station |  | 23-13 35 23: Structural Floors and Flat Roofs
|  |  |  | 13-57 13 15 27: Serving Station |  | 23-13 35 25 11: Prefabricated Shell Roofs
|  |  |  | 13-57 13 15 29: Vending Perishable Product Space |  | 23-13 35 25 13: Simulated Stones
|  |  |  | 13-57 13 15 31: Cafeteria Vending Space |  | 23-13 35 25: Structural Profiled Roofs
|  |  |  | 13-57 13 15 33: Tray Return Space |  | 23-13 37 00: Multi-Function Exterior Coverings, Claddings, Linings
|  |  |  | 13-57 13 15 35: Food Discard Station |  | 23-13 37 11: Multi-Function Exterior Claddings
|  |  |  | 13-57 13 15: Dining and Drinking Spaces |  | 23-13 37 13: Exterior Wall Cladding
|  |  |  | 13-57 13 17: Coffee stations |  | 23-13 37 15 11: Metal Exterior Siding
|  |  |  | 13-57 15 00: Child Care Spaces |  | 23-13 37 15 13: Composition Exterior Siding
|  |  |  | 13-57 15 11: Daycare sickroom |  | 23-13 37 15 15: Mineral Fiber Cement Exterior Siding
|  |  |  | 13-57 15 13: Child Day Care Space |  | 23-13 37 15 17: Plastic Exterior Siding
|  |  |  | 13-57 15 15: Play Room |  | 23-13 37 15 19: Wood Exterior Siding
|  |  |  | 13-57 15 17: CLD–Child Care |  | 23-13 37 15: Exterior Siding
|  |  |  | 13-57 17 00: Resting Spaces |  | 23-13 37 17 11: Sheathing Products
|  |  |  | 13-57 17 11: Rest Area |  | 23-13 37 17: Multi Function Exterior Linings
|  |  |  | 13-57 17 13: Break Room |  | 23-13 37 19: Exterior Plasters
|  |  |  | 13-57 21 00: Laundry/Dry Cleaning Space |  | 23-13 37 21: Preformed Exterior Casings
|  |  |  | 13-57 23 00: Smoking Space |  | 23-13 37 23 11: Supports for Coverings and Claddings
|  |  |  | 13-59 00 00: Production, Fabrication, and Maintenance Spaces |  | 23-13 37 23 13: Mechanical Fasteners for Coverings and Claddings
|  |  |  | 13-59 11 00: Material Handling Area |  | 23-13 37 23 15: Movement and Dividing Joints for Coverings and Claddings
|  |  |  | 13-59 13 00: Batching Space |  | 23-13 37 23 17: Joint Coverings, Flashings, Tapes
|  |  |  | 13-59 15 00: Production Process |  | 23-13 37 23 19: Reinforcements for Coverings and Claddings
|  |  |  | 13-59 15 11: Workbench |  | 23-13 37 23 21: Trims, Edgings, Capping
|  |  |  | 13-59 15 13: Mock-up Space |  | 23-13 37 23 23: Spacers
|  |  |  | 13-59 17 00: Printing and Reproduction Spaces |  | 23-13 37 23 25: Profile Fillers
|  |  |  | 13-59 19 00: Quality Control and Test Spaces |  | 23-13 37 23 27: Underlays, Linings, Separations
|  |  |  | 13-59 19 11: Product Inspection Space |  | 23-13 37 23 29: Beddings, Adhesives for Coverings and Claddings
|  |  |  | 13-59 19 13: Production Observation Space |  | 23-13 37 23 31: Sealants for Coverings and Claddings
|  |  |  | 13-59 21 00: Production Service and Repair Spaces |  | 23-13 37 23: Ancillary Products for Coverings and Claddings
|  |  |  | 13-59 23 00: Production and In-Process Storage Spaces |  | 23-13 39 00: Roof Coverings, Claddings, Linings
|  |  |  | 13-59 25 00: Production Support Spaces |  | 23-13 39 11 11: Exterior Metal Roof Panels
|  |  |  | 13-59 29 00: Greenhouse Spaces |  | 23-13 39 11 13: Exterior Plastic Roof Panels
|  |  |  | 13-59 29 11: Greenhouse Support Space |  | 23-13 39 11 15: Exterior Wood Roof Panels
|  |  |  | 13-61 00 00: Protective Spaces |  | 23-13 39 11 17: Exterior Composite Roof Panels
|  |  |  | 13-61 11 00: Animal Securing Spaces |  | 23-13 39 11 19: Exterior Faced Roof Panels
|  |  |  | 13-61 11 11: Cage |  | 23-13 39 11 21: Exterior Aggregate Coated Panels
|  |  |  | 13-61 11 13: Animal Stall |  | 23-13 39 11 23: Exterior Porcelain Enameled Faced Panels
|  |  |  | 13-61 11 15: Kennel |  | 23-13 39 11 25: Exterior Tile Faced Panels
|  |  |  | 13-61 11 17: Aquarium |  | 23-13 39 11 27: Exterior Fiber Reinforced Cementitious Panels
|  |  |  | 13-61 13 00: Detention Spaces |  | 23-13 39 11 29: Exterior Glass Fiber Reinforced Cementitious Panels
|  |  |  | 13-61 13 11: Detention Cell |  | 23-13 39 11 31: Exterior Miner Fiber Reinforced Cementitious Panels
|  |  |  | 13-61 13 13: Holding Cell |  | 23-13 39 11: Exterior Roof Panels
|  |  |  | 13-61 13 15: Impound Lot |  | 23-13 39 13: Roof Underlayment
|  |  |  | 13-61 13 17: Dayroom |  | 23-13 39 15 11: Asphalt Roof Shingles
|  |  |  | 13-61 15 00: Spaces for Protection from the Elements |  | 23-13 39 15 13: Fiberglass Reinforced Roof Shingles
|  |  |  | 13-61 15 11: Park Shelter |  | 23-13 39 15 15: Metal Roof Shingles
|  |  |  | 13-61 15 13: Entry Porch |  | 23-13 39 15 17: Mineral Fiber Cement Roof Shingles
|  |  |  | 13-61 15 15: Covered Walkway |  | 23-13 39 15 19: Plastic Roof Shingles
|  |  |  | 13-61 15 17: Canopy |  | 23-13 39 15 21: Porcelain Enamel Roof Shingles
|  |  |  | 13-61 15 19: Shielded Room |  | 23-13 39 15 23: Wood Shingles
|  |  |  | 13-61 15 21: Containment Room |  | 23-13 39 15 25: Concrete Roof Shingles
|  |  |  | 13-61 17 00: Spaces for Protection from Violence |  | 23-13 39 15: Roof Shingles
|  |  |  | 13-61 17 11: Safe Room |  | 23-13 39 17 11: Clay Roof Tiles
|  |  |  | 13-61 17 13: Bunker |  | 23-13 39 17 13: Concrete Roof Tiles
|  |  |  | 13-61 17 15: Bomb Shelter |  | 23-13 39 17 15: Metal Roof Tiles
|  |  |  | 13-63 00 00: Storage Spaces |  | 23-13 39 17 17: Mineral Fiber Cement Roof Tiles
|  |  |  | 13-63 11 00: Warehouse Spaces |  | 23-13 39 17 19: Plastic Roof Tiles
|  |  |  | 13-63 11 11: High Bay Warehouse Space |  | 23-13 39 17 21: Ceramic Roof Tiles
|  |  |  | 13-63 11 13: General Warehouse Space |  | 23-13 39 17 23: Tile Roof Mechanical Fasteners
|  |  |  | 13-63 11 15: Warehouse Support Space |  | 23-13 39 17: Roof Tiles
|  |  |  | 13-63 13 00: Non-Warehouse Storage Spaces |  | 23-13 39 19 11 11: Slate Roof Mechanical Fasteners
|  |  |  | 13-63 13 11 11: GNS–General Storage |  | 23-13 39 19 11: Roof Slates
|  |  |  | 13-63 13 11: Storage Room |  | 23-13 39 19: Natural Stone Roofing
|  |  |  | 13-63 13 13: Closet |  | 23-13 39 21 11: Wood Shakes Roofing
|  |  |  | 13-63 13 15: Coat Check |  | 23-13 39 21: Shake Roofing
|  |  |  | 13-63 13 17: Locker Room |  | 23-13 39 23 11: Acoustical Metal Deck Roofing
|  |  |  | 13-63 13 19: Filing Space |  | 23-13 39 23 13 11: Concrete Structural Deck Roofing
|  |  |  | 13-63 13 21: Supply Room |  | 23-13 39 23 13 13: Metal Structural Deck Roofing
|  |  |  | 13-63 13 23: Unit Storage |  | 23-13 39 23 13: Structural Deck Roofing
|  |  |  | 13-63 13 25: Consolidation/Containerization Point |  | 23-13 39 23 15: Wood Decking Roofing
|  |  |  | 13-63 13 27: Self Storage Space |  | 23-13 39 23: Flat Roofing
|  |  |  | 13-63 13 29: Operational Storage (Misc) |  | 23-13 39 25: Roof Finish Coating
|  |  |  | 13-63 13 31: Operational Hazardous/Flammable Storage |  | 23-13 39 27 11 11: Metal Roof Panels
|  |  |  | 13-63 15 00: Moveable Storage Spaces |  | 23-13 39 27 11 13: Sheet Metal Roofing
|  |  |  | 13-63 15 11: Vehicle Storage Compartment |  | 23-13 39 27 11: Roof Cladding Sheets
|  |  |  | 13-63 15 13: Portable Bin |  | 23-13 39 27 13: Roof Battens Cladding
|  |  |  | 13-63 15 15: Vessel Hold |  | 23-13 39 27: Roof Cladding
|  |  |  | 13-63 17 00: Environmentally Controlled Storage Spaces |  | 23-13 39 29 11: Thatched Roofing
|  |  |  | 13-63 17 11: Refrigeration Compartment |  | 23-13 39 29 13: Sod Roofing
|  |  |  | 13-63 17 13: Freezing Compartment |  | 23-13 39 29 15 11: Vegetated Roof Planting Modules
|  |  |  | 13-63 17 15: Humidity Controlled Storage Space |  | 23-13 39 29 15: Vegetated Roof Covering
|  |  |  | 13-63 17 17: Vacuum Sealed Storage Compartment |  | 23-13 39 29 17: Coated Foam Roof Covering
|  |  |  | 13-63 19 00: Specialty Storage Spaces |  | 23-13 39 29: Roof Coverings
|  |  |  | 13-63 19 11: Sanitary Storage Room |  | 23-13 39 31 11 11: Chlorinated Polyethylene (CPE) Single Layer Roof Membranes
|  |  |  | 13-63 19 13: Soiled Storage Room Space |  | 23-13 39 31 11 13: Chlorosulfonated Polyethylene (CSPE) Single Layer Roof Membranes
|  |  |  | 13-63 19 15: Sacristy |  | 23-13 39 31 11 15: Copolymer Alloy (CPA) Single Layer Roof Membranes
|  |  |  | 13-63 19 17: Vestry |  | 23-13 39 31 11 17: Elastomeric Single Layer Roof Membranes
|  |  |  | 13-63 19 19: Hazardous Material Storage Space |  | 23-13 39 31 11 19: Ethylene Interpolymer (EIP) Single Layer Roof Membranes
|  |  |  | 13-63 19 21: Book Stacks |  | 23-13 39 31 11 21: Ethylene Propylene Diene Monomer (EPDM) Single Layer Roof Membranes
|  |  |  | 13-63 19 23: Baggage Claim |  | 23-13 39 31 11 23: Nitrile Butadiene Polymer (NBP) Single Layer Roof Membranes
|  |  |  | 13-63 19 25: Evidence Room |  | 23-13 39 31 11 25: Polyisobutylene (PIB) Single Layer Roof Membranes
|  |  |  | 13-63 19 27: Vehicle Impound Lot |  | 23-13 39 31 11 27: Polyvinyl chloride (PVC) Single Layer Roof Membranes
|  |  |  | 13-63 19 29: Operating Fuel Storage |  | 23-13 39 31 11 29: Thermoplastic Alloy (TPA) Single Layer Roof Membranes
|  |  |  | 13-65 00 00: Private Residential Spaces |  | 23-13 39 31 11 31: Thermoplastic Single Layer Roof Membranes
|  |  |  | 13-65 11 00: On-call Room |  | 23-13 39 31 11: Single Layer Roof Membranes
|  |  |  | 13-65 13 00: Bathroom |  | 23-13 39 31 13 11: Asphalt Multi Layer Roof Membranes
|  |  |  | 13-65 13 11: Shower Space |  | 23-13 39 31 13 13: Built Up Bituminous Multi Layer Roof Membranes
|  |  |  | 13-65 13 13: Toilet Space |  | 23-13 39 31 13 15: Coal Tar Multi Layer Roof Membranes
|  |  |  | 13-65 13 15: Ablution Room |  | 23-13 39 31 13 17: Cold Applied Bituminous Multi Layer Roof Membranes
|  |  |  | 13-65 13 17: Combination Toilet and Bathing Space |  | 23-13 39 31 13 19: Cold Applied Mastic Multi Layer Roof Membranes
|  |  |  | 13-65 15 00: Mud Room |  | 23-13 39 31 13 21: Glass Fiber Reinforced Asphalt Emulsion Multi Layer Roof Membranes
|  |  |  | 13-65 17 00: Laundry Room |  | 23-13 39 31 13 23: Modified Bituminous Multi Layer Roof Membranes
|  |  |  | 13-65 19 00: Bedroom |  | 23-13 39 31 13: Multi Layer Roof Membranes
|  |  |  | 13-65 19 11: Mental Health Resident Bedroom |  | 23-13 39 31 15: Fluid Applied Roofing
|  |  |  | 13-65 19 13: Mental Health Resident Bedroom, Bariatric |  | 23-13 39 31 17: Coated Foam Roofing
|  |  |  | 13-65 21 00: Nursery |  | 23-13 39 31 19: Roll Roofing
|  |  |  | 13-65 23 00: Kitchen |  | 23-13 39 31: Roof Membranes
|  |  |  | 13-67 00 00: Alternate Workplace |  | 23-13 39 33 11 11: Cementitious Composite Insulation Deck Roofing
|  |  |  | 13-67 11 00: Customer Site |  | 23-13 39 33 11 13: Cementitious Lightweight Cellular Deck Roofing
|  |  |  | 13-67 13 00: Home Office |  | 23-13 39 33 11 15: Cementitious Lightweight Insulating Deck Roofing
|  |  |  | 13-67 15 00: Rent-An-Office |  | 23-13 39 33 11: Cementitious Deck Roofing
|  |  |  | 13-67 17 00: No Fixed Location |  | 23-13 39 33 13 11: Composite Concrete and Insulation Deck Roofing
|  |  |  | 13-67 19 00: Supplier Site |  | 23-13 39 33 13 13: Lightweight Cellular Concrete Deck Roofing
|  |  |  | 13-69 00 00: Building Associated Spaces |  | 23-13 39 33 13 15: Lightweight Insulating Concrete Deck Roofing
|  |  |  | 13-69 11 00: Roof |  | 23-13 39 33 13: Lightweight Concrete Roofing Insulation
|  |  |  | 13-69 13 00: Roof Terrace |  | 23-13 39 33 15 11: Concrete Composite Insulation Deck Roofing
|  |  |  | 13-69 15 00: Penthouse |  | 23-13 39 33 15 13: Concrete Lightweight Cellular Deck Roofing
|  |  |  | 13-69 17 00: Antenna Farm |  | 23-13 39 33 15 15: Concrete Lightweight Insulating Deck Roofing
|  |  |  | 13-69 19 00: Heliport |  | 23-13 39 33 15: Concrete Deck Roofing
|  |  |  | 13-69 21 00: Balcony |  | 23-13 39 33 17: Concrete Roof Topping
|  |  |  | 13-69 23 00: Deck |  | 23-13 39 33: Roof Decking
|  |  |  | 13-69 25 00: Pedestrian Travel Spaces |  | 23-13 39 35: Roof Finishing Coatings
|  |  |  | 13-69 25 11: Sidewalk |  | 23-13 39 37: Renovation Products for Roof Coverings and Claddings
|  |  |  | 13-69 25 13: Pedestrian Way |  | 23-13 41 00: Roof Specialties and Accessories
|  |  |  | 13-69 25 15: Pedestrian Bridge |  | 23-13 41 11 11: Roof Copings
|  |  |  | 13-69 25 17: Footpath |  | 23-13 41 11 13: Roof Counterflashing Systems
|  |  |  | 13-69 25 19: Trail |  | 23-13 41 11 15: Roof Gravel Stops
|  |  |  | 13-69 25 21: Gangway |  | 23-13 41 11 17: Roof Fascias
23-13 41 11 19: Roof Reglets
23-13 41 11 21: Roof Scuppers
23-13 41 11: Roof Edgings and Trims
23-13 41 13 11: Laminated Sheet Flexible Roof Flashings
23-13 41 13 13: Modified Bituminous Sheet Flexible Roof Flashings
23-13 41 13 15: Plastic Sheet Flexible Roof Flashings
23-13 41 13 17: Rubber Sheet Flexible Roof Flashings
23-13 41 13 19: Self Adhering Sheet Flexible Roof Flashings
23-13 41 13 21: Roof Vent Flashings
23-13 41 13 23: Roof Flashing Drip Caps
23-13 41 13 25: Roof Penetration Flashings
23-13 41 13: Roof Flashings
23-13 41 15: Roof Expansion Joints
23-13 41 17 11: Roof Relief Vents
23-13 41 17 13: Roof Ridge Vents
23-13 41 17 15: Roof Smoke Vents
23-13 41 17 17: Gravity Roof Vents
23-13 41 17 19: Automatic Roof Vents
23-13 41 17 21: Fire Vents
23-13 41 17: Roof Vents
23-13 41 19 11 11: Precast Concrete Roof Pavers
23-13 41 19 11 13: Pedestals Roof Pavers
23-13 41 19 11: Roof Pavers
23-13 41 19 13 11: Rubber Roof Treads
23-13 41 19 13: Roof Treads
23-13 41 19: Roof Walkways
23-13 41 21: Roof Snow Guards
23-13 41 23: Roof Piping Portals
23-13 41 25: Roof Domes
23-13 41 27: Roof Turrets
23-13 41 29: Roof Lanterns
23-13 41 31 11: Structural Roof Curb
23-13 41 31 13: Acoustical Roof Curb
23-13 41 31 15: Manufactured Roof Curbs
23-13 41 31: Roof Curb
23-13 41 33: Roof Gutters
23-13 41 35: Roof Soffits
23-13 41 37: Roof Splash Blocks
23-13 41 39 11: Roof Downspouts
23-13 41 39 13: Roof Drains With Strainer
23-13 41 39 15: Roof Drains Without Strainer
23-13 41 39 17 11: Mechanical Fasteners for Downspouts
23-13 41 39 17 13: Downspout Strainers
23-13 41 39 17: Eavestroughs
23-13 41 39 19: Siphonic Roof Drains
23-13 41 39: Roof Drains
23-15 00 00: Interior and Finish Products
23-15 11 00: Space Division Products
23-15 11 11 11 11: Metal Framed Gypsum Board Fixed Partitions
23-15 11 11 11 13: Wood Framed Gypsum Board Fixed Partitions
23-15 11 11 11: Gypsum Board Fixed Partitions
23-15 11 11 13 11: Gypsum Plaster Fixed Partitions
23-15 11 11 13 13: Portland Cement Plaster Fixed Partitions
23-15 11 11 13 15: Metal Framed Plaster Fixed Partitions
23-15 11 11 13 17: Wood Framed Plaster Fixed Partitions
23-15 11 11 13: Plaster Fixed Partitions
23-15 11 11 15: Masonry Fixed Partitions
23-15 11 11: Fixed Partitions
23-15 11 13 11 11 11: Partition Frames
23-15 11 13 11 11 13: Partition Infill Panels
23-15 11 13 11 11 15: Mechanical Fasteners for Partitions
23-15 11 13 11 11 17: Joint Fillers and Tapes
23-15 11 13 11 11: Demountable Partitions Component
23-15 11 13 11 13: Gypsum Board Demountable Partitions
23-15 11 13 11 15: Metal Demountable Partitions
23-15 11 13 11 17: Wood Demountable Partitions
23-15 11 13 11: General Demountable Partitions
23-15 11 13: Demountable Partitions
23-15 11 15 11 11: Metal Toilet Compartment and Urinal Screens
23-15 11 15 11 13: Plastic Laminate Toilet Compartment and Urinal Screens
23-15 11 15 11 15: Plastic Toilet Compartment and Urinal Screens
23-15 11 15 11 17: Particleboard Toilet Compartment and Urinal Screens
23-15 11 15 11 19: Stone Toilet Compartment and Urinal Screens
23-15 11 15 11: Toilet Compartments and Urinal Screens
23-15 11 15 13 11: Metal Shower and Dressing Compartments
23-15 11 15 13 13: Plastic Laminate Shower and Dressing Compartments
23-15 11 15 13 15: Plastic Shower and Dressing Compartments
23-15 11 15 13 17: Particleboard Shower and Dressing Compartments
23-15 11 15 13 19: Stone Shower and Dressing Compartments
23-15 11 15 13: Shower and Dressing Compartments
23-15 11 15 15 11: Cubicle Curtains
23-15 11 15 15 13: Cubicle Track and Hardware
23-15 11 15 15: Cubicles
23-15 11 15 17 11: Wire Mesh Partitions
23-15 11 15 17: Storage Wall Partitions and Compartments
23-15 11 15 19: Modular Corridor Linings
23-15 11 15 21: Combined Partitions and Ceilings
23-15 11 15: Sanitary Partitions and Cubicles
23-15 11 17 11: Horizontally Sliding Partitions
23-15 11 17 13: Folding Panel Partitions
23-15 11 17 15: Accordion Folding Partitions
23-15 11 17 17: Coiling Partitions
23-15 11 17 19: Vertically Sliding Room Dividers
23-15 11 17: Operable Partitions
23-15 13 00: Multi-Function Interior Coverings, Claddings, Linings
23-15 13 11: Multi Function Interior Claddings
23-15 13 13: Interior Wall and Ceiling Cladding
23-15 13 15 11: Metal Interior Siding
23-15 13 15 13: Composition Interior Siding
23-15 13 15 15: Mineral Fiber Cement Interior Siding
23-15 13 15 17: Plastic Interior Siding
23-15 13 15 19: Wood Interior Siding
23-15 13 15: Interior Siding
23-15 13 17: Multi Function Interior Linings
23-15 13 19 11: Metal Wall Panels
23-15 13 19 13: Plastic Wall Panels
23-15 13 19 15: Wood Wall Panels
23-15 13 19 17: Composite Wall Panels
23-15 13 19 19: Faced Wall Panels
23-15 13 19 21: Aggregate Coated Wall Panels
23-15 13 19 23: Porcelain Enameled Faced Wall Panels
23-15 13 19 25: Tile Faced Wall Panels
23-15 13 19 27: Fiber Reinforced Cementitious Wall Panels
23-15 13 19 29: Glass Fiber Reinforced Cementitious Wall Panels
23-15 13 19 31: Miner Fiber Reinforced Cementitious Wall Panels
23-15 13 19 33: Flexible Wood Wall Sheets
23-15 13 19 35: Acoustical Wall Treatment
23-15 13 19: Wall Panels
23-15 13 21 11: Metal Ceiling Panels
23-15 13 21 13: Plastic Ceiling Panels
23-15 13 21 15: Wood Ceiling Panels
23-15 13 21 17: Composite Ceiling Panels
23-15 13 21 19: Faced Ceiling Panels
23-15 13 21 21: Aggregate Coated Ceiling Panels
23-15 13 21 23: Porcelain Enameled Faced Ceiling Panels
23-15 13 21 25: Tile Faced Ceiling Panels
23-15 13 21 27: Fiber Reinforced Cementitious Ceiling Panels
23-15 13 21 29: Glass Fiber Reinforced Cementitious Ceiling Panels
23-15 13 21 31: Miner Fiber Reinforced Cementitious Ceiling Panels
23-15 13 21 33: Flexible Wood Ceiling Sheets
23-15 13 21 35: Acoustical Ceiling Treatment
23-15 13 21: Ceiling Panels
23-15 13 23: Interior Plasters
23-15 13 25: Preformed Interior Casings
23-15 15 00: Wall Coverings, Claddings, Linings
23-15 15 11 11: Metal Wall Cladding Sections
23-15 15 11 13: Wood Wall Cladding Sections
23-15 15 11 15: Plastics Wall Cladding Sections
23-15 15 11 17: Other Wall Cladding Sections
23-15 15 11: Wall Cladding Sections
23-15 15 13 11: Natural Stone Wall Tiles
23-15 15 13 13: Reconstituted Stone Wall Tiles
23-15 15 13 15: Cementitious Wall Tiles
23-15 15 13 17: Clay Based Wall Tiles
23-15 15 13 19: Metal Wall Tiles
23-15 15 13 21: Vegetable Based Wall Tiles
23-15 15 13 23: Plastics Wall Tiles
23-15 15 13 25: Other Wall Tiles
23-15 15 13: Wall Tiles
23-15 15 15 11: Wall Stone Facing
23-15 15 15 13 11: Precast Concrete Wall Cladding Panels
23-15 15 15 13: Cementitious Wall Cladding Panels
23-15 15 15 15: Metal Wall Cladding Panels
23-15 15 15 17: Wood Based Wall Cladding Panels
23-15 15 15 19 11: Plastic Wall Cladding Blocks
23-15 15 15 19: Plastic Wall Cladding Panels
23-15 15 15 21: Other Wall Cladding Panels
23-15 15 15: Wall Cladding Panels
23-15 15 17 11: Fiber Based Wall Cladding Sheets
23-15 15 17 13: Metal Wall Cladding Sheets
23-15 15 17 15: Plastic Wall Cladding Sheets
23-15 15 17 17: Fiberglass Reinforced Panels
23-15 15 17: Wall Cladding Sheets
23-15 15 19 11: Wallpaper
23-15 15 19 13: Wall Fabrics
23-15 15 19 15: Plastic Wall Coverings
23-15 15 19 17: Cork Wall Covering
23-15 15 19 19: Vinyl Coated Fabric Wall Covering
23-15 15 19 21: Vinyl Wall Covering
23-15 15 19 23: Wall Carpet
23-15 15 19 25: Wall Veneers
23-15 15 19: Wall Coverings
23-15 15 21: Wall Blocks
23-15 15 23: Wall Linings
23-15 15 25: Wall Finish Coatings
23-15 15 27: Renders
23-15 15 29: Acoustical Wall Finishes
23-15 15 31 11: Wall Pilasters
23-15 15 31 13: Wall Niches
23-15 15 31 15: Wall Moldings
23-15 15 31 17: Renovating Wall Coverings
23-15 15 31 19: Renovating Wall Claddings
23-15 15 31: Wall Specialties and Trim
23-15 15 33: Wall Finish Restoration Products
23-15 15 35 11: Blast Resistant Wall Exteriors
23-15 15 35 13: Blast Resistant Wall Interiors
23-15 15 35: Security Wall Protection Products
23-15 17 00: Floor Coverings
23-15 17 11 11 11: Concrete Floor Toppings
23-15 17 11 11: Floor Toppings
23-15 17 11 13 11 11: Gypsum Floor Underlayments
23-15 17 11 13 11 13: Portland Cement Floor Underlayments
23-15 17 11 13 11: Cementitious Floor Underlayments
23-15 17 11 13 13: Acoustical Underlayments
23-15 17 11 13 15: Crack Prevention Mat Underlayments
23-15 17 11 13: Floor Underlayments
23-15 17 11 15 11: Floor Sealers
23-15 17 11 15 13: Floor Hardeners
23-15 17 11 15 15: Slip Resistant Floor Treatment
23-15 17 11 15 17: Static Resistant Floor Treatment
23-15 17 11 15 19: Acid Resistant Floor Treatment
23-15 17 11 15: Floor Treatment Products
23-15 17 11 17 11: Base and Accessories for Floor Coverings
23-15 17 11 17 13: Acoustic Floor Mountings
23-15 17 11 17: Floor Base and Accessories
23-15 17 11 19 11: Floor Mats
23-15 17 11 19 13: Floor Grilles
23-15 17 11 19 15: Floor Gratings
23-15 17 11 19: Floor Mats and Grilles
23-15 17 11 21 11: Bamboo
23-15 17 11 21: Flooring Restoration Products
23-15 17 11: Flooring Specialties and Accessories
23-15 17 13 11 11: Cushioned Wood Flooring Assemblies
23-15 17 13 11 13: Mastic Set Wood Flooring Assemblies
23-15 17 13 11 15: Resilient Wood Flooring Assemblies
23-15 17 13 11 17: Wood Athletic Flooring
23-15 17 13 11 19: Wood Block Flooring
23-15 17 13 11 21: Wood Composition Flooring
23-15 17 13 11 23: Wood Parquet Flooring
23-15 17 13 11 25: Wood Strip Flooring
23-15 17 13 11: Wood Flooring
23-15 17 13 13 11: Clay Based Flooring
23-15 17 13 13 13 11: Ceramic Mosaic Tile Flooring
23-15 17 13 13 13 13: Conductive Tile Flooring
23-15 17 13 13 13: Ceramic Tile Flooring
23-15 17 13 13 15: Quarry Tile Flooring
23-15 17 13 13 17 11: Porcelain Tile Flooring
23-15 17 13 13 17 13: Glass Mosaic Tile Flooring
23-15 17 13 13 17 15: Plastic Tile Flooring
23-15 17 13 13 17 17: Metal Tile Flooring
23-15 17 13 13 17 19: Natural Cut Stone Tile Flooring
23-15 17 13 13 17 21: Tile Flooring Restoration Products
23-15 17 13 13 17: Chemical Resistant Quarry Tile Flooring
23-15 17 13 13: Tile Flooring
23-15 17 13 15 11: Portland Cement Terrazzo Flooring
23-15 17 13 15 13: Precast Terrazzo Flooring
23-15 17 13 15 15: Conductive Terrazzo Flooring
23-15 17 13 15 17: Plastic matrix Terrazzo Flooring
23-15 17 13 15 19: Terrazzo Flooring Restoration Products
23-15 17 13 15: Terrazzo Flooring
23-15 17 13 17 11 11: Chemical Resistant Brick Flooring
23-15 17 13 17 11: Brick Flooring
23-15 17 13 17 13: Stone Flooring
23-15 17 13 17 15: Other Masonry Flooring
23-15 17 13 17: Masonry Flooring
23-15 17 13 19: Precast Tile and Slab Flooring
23-15 17 13 21: Metal Flooring
23-15 17 13: Floor Covering Strips, Tiles, Blocks, and Slabs
23-15 17 15 11: Cork Flooring
23-15 17 15 13: Plastic Flooring
23-15 17 15 15: Rubber Flooring
23-15 17 15 17: Linoleum Flooring
23-15 17 15 19 11: Floor Clips
23-15 17 15 19 13: Carpet Grippers
23-15 17 15 19 15: Stair Rods
23-15 17 15 19: Mechanical Fasteners for Resilient Floor Coverings
23-15 17 15 21: Other Resilient Flooring
23-15 17 15: Resilient Flooring
23-15 17 17 11: Carpet Cushions
23-15 17 17 13: Carpet Tiles
23-15 17 17 15: Indoor Carpet Flooring
23-15 17 17 17: Outdoor Carpet Flooring
23-15 17 17 19: Sheet Carpet Flooring
23-15 17 17: Carpet Flooring
23-15 17 19 11: Floating Floors
23-15 17 19 13: Portable Floors
23-15 17 19 15: Convertible Floors
23-15 17 19 17: Gymnasium or Dance Flooring
23-15 17 19: Preformed Flooring Equipment Systems
23-15 17 21 11: Access Floor Frames
23-15 17 21 13: Access Floor Infill Panels
23-15 17 21: Access Flooring Components
23-15 17 23: Rigid Grid Access Flooring
23-15 17 25: Snap On Stringer Access Flooring
23-15 17 27: Stringerless Access Flooring
23-15 17 29 11: Industrial Floor Coatings
23-15 17 29 13 11: Elastomeric Liquid Flooring
23-15 17 29 13 13: Epoxy Marble Chip Flooring
23-15 17 29 13 15: Magnesium Oxychoride Flooring
23-15 17 29 13 17: Mastic Fills Flooring
23-15 17 29 13 19: Resinous Flooring
23-15 17 29 13 21: Seamless Quartz Flooring
23-15 17 29 13: Fluid Applied Flooring
23-15 17 29: Floor Finishing Coatings
23-15 19 00: Ceiling Coverings, Claddings, and Linings
23-15 19 11: Ceiling Baffles
23-15 19 13: Ceiling Clouds
23-15 19 15 11 11: Acoustical Ceiling Tile
23-15 19 15 11: Ceiling Tiles
23-15 19 15 13 11: Acoustical Ceiling Panels
23-15 19 15 13 13: Mirror Ceiling Panels
23-15 19 15 13 15: Curved Ceiling Panels
23-15 19 15 13 17: Metal Ceiling Panels
23-15 19 15 13: Ceiling Panels
23-15 19 15 15 11: Linear Metal Ceiling Covering Strips
23-15 19 15 15 13: Linear Wood Ceiling Covering Strips
23-15 19 15 15: Ceiling Covering Strips
23-15 19 15 17 11: Suspended Decorative Ceiling Grids
23-15 19 15 17: Ceiling Covering Sections
23-15 19 15: Ceiling Tiles, Panels, Strips, and Sections
23-15 19 17 11 11: Gypsum Panel Textured Ceilings
23-15 19 17 11 13: Metal Panel Textured Ceilings
23-15 19 17 11: Textured Ceilings
23-15 19 17: Ceiling Finishing Coatings
23-15 19 19 11: Roses Ceiling Centerpieces
23-15 19 19 13: Ceiling Coving
23-15 19 19 15: Ceiling Cornices
23-15 19 19 17: Ceiling Friezes
23-15 19 19 19: Integral Speaking Panels
23-15 19 19: Ceiling Specialties and Accessories
23-15 19 21: Ceiling Assembly Restoration Products
23-15 19 23 11 11 11: Suspended Ceilings, Suspension Assembly
23-15 19 23 11 11 13: Suspended Ceilings, Panels and Tiles
23-15 19 23 11 11 15: Suspended Ceilings, Grids
23-15 19 23 11 11 17: Mechanical Fasteners for Suspended Ceilings
23-15 19 23 11 11: Suspended Ceiling Components
23-15 19 23 11 13 11: Metal Pan Acoustical Ceilings
23-15 19 23 11 13 13: Acoustical Panel Ceilings
23-15 19 23 11 13 15: Acoustical Tile Ceilings
23-15 19 23 11 13: Acoustical Ceilings
23-15 19 23 11 15 11: Integrated Ceilings
23-15 19 23 11 15 13 11: Metal Linear Ceilings
23-15 19 23 11 15 13 13: Wood Linear Ceilings
23-15 19 23 11 15 13: Linear Ceilings
23-15 19 23 11 15 15: Luminous Ceilings
23-15 19 23 11 15 17: Mirror Panel Ceilings
23-15 19 23 11 15 19: Textured Ceilings
23-15 19 23 11 15 21: Suspended Decorative Grids
23-15 19 23 11 15 23: Clean Room Ceilings
23-15 19 23 11 15: Specialty Ceilings
23-15 19 23 11: Suspended Ceilings
23-15 19 23 13: Stretched Fabric Ceilings
23-15 19 23: Ceilings
23-15 21 00: Surface Applied Coatings
23-15 21 11 11 11: Solvent Based General Purpose Paints and Varnishes
23-15 21 11 11 13: Water Based General Purpose Paints and Varnishes
23-15 21 11 11: General Purpose Paints and Varnishes
23-15 21 11 13 11: Solvent Based Textured Paints
23-15 21 11 13 13: Water Based Textured Paints
23-15 21 11 13: Textured Paints
23-15 21 11: Paints and Varnishes
23-15 21 13 11: Corrosion Prevention Paints
23-15 21 13 13: Solar Reflective Paints
23-15 21 13 15: Fluorescent Paints
23-15 21 13 17: Line Paints
23-15 21 13 19: Roadway Marking Paints
23-15 21 13 21: Swimming Pool Paints
23-15 21 13 23: Coatings for Concrete and Masonry
23-15 21 13 25: Mold/Mildew Resistant Coatings
23-15 21 13: Paints for Particular Applications
23-15 21 15 11: Factory Applied Metal Powder Coatings
23-15 21 15: Powder Coating Services
23-15 21 17 11: Galvanized Coatings
23-15 21 17 13: Anodized Coatings
23-15 21 17 15: Electro Plated Coatings
23-15 21 17 17: Vitreous Enameling
23-15 21 17: Inorganic Metal Treatments
23-15 21 19 11: Decorative Wood Conservation Products
23-15 21 19 13 11 11: Exterior Opaque Stains
23-15 21 19 13 11 13: Interior Opaque Stains
23-15 21 19 13 11: Opaque Stains
23-15 21 19 13 13 11: Exterior Transparent Stains
23-15 21 19 13 13 13: Interior Transparent Stains
23-15 21 19 13 13: Transparent Stains
23-15 21 19 13: Stains
23-15 21 19: Stains and Decorative Surface Impregnations
23-15 21 21 11: Abrasion Resistant Coatings
23-15 21 21 13: Chemical Resistant Coatings
23-15 21 21 15: Elastomeric Coatings
23-15 21 21 17: Fire Resistant Coatings
23-15 21 21 19: Graffiti Resistant Coatings
23-15 21 21 21: High Building Coatings
23-15 21 21 23: Intumescent Paints
23-15 21 21 25: Marine Coatings
23-15 21 21 27: Textured Plastic Coatings
23-15 21 21: High Performance Coatings
23-15 21 23 11: Surface Consolidation Hardening Impregnations
23-15 21 23 13 11: Wood Treatment Protecting from Biological Attack
23-15 21 23 13: Impregnations Protecting from Biological Attack
23-15 21 23 15 11 11: Fire Retardant Treatment
23-15 21 23 15 11: Wood Treatment Protecting from Fire
23-15 21 23 15: Impregnations Protecting from Fire
23-15 21 23 17 11: Acrylic Water Repellents
23-15 21 23 17 13: Silane Water Repellents
23-15 21 23 17 15: Silicone Water Repellents
23-15 21 23 17 17: Siloxane Water Repellents
23-15 21 23 17 19: Stearate Water Repellents
23-15 21 23 17: Water Repellents
23-15 21 23: Protective Surface Impregnations
23-17 00 00: Openings, Passages, and Protection Products
23-17 11 00: Doors
23-17 11 11 11: Door Frames
23-17 11 11 13: Preassembled Door and Frame Units
23-17 11 11 15: Door Fanlights
23-17 11 11 17 11: Structural Door Sections
23-17 11 11 17 13: Door Cladding Sections
23-17 11 11 17: Door Sections
23-17 11 11 19: Door Linings and Boards
23-17 11 11 21: Door Renovation Sets
23-17 11 11 23: Door Sidelites
23-17 11 11 25 11: Door Peep Holes
23-17 11 11 25 13: Door Buffers
23-17 11 11 25 15: Door Stops
23-17 11 11 25 17: Door Mail Openings
23-17 11 11 25 19: Door Mail Slots
23-17 11 11 25 21: Door Louvers
23-17 11 11 25 23: Door Lights
23-17 11 11 25: Door Accessories
23-17 11 11: Door Components
23-17 11 13 11: Hollow Metal Doors
23-17 11 13 13 11: Aluminum Screen Doors
23-17 11 13 13 13: Aluminum Storm Doors
23-17 11 13 13: Aluminum Doors
23-17 11 13 15 11: Steel Screen Doors
23-17 11 13 15 13: Steel Storm Doors
23-17 11 13 15: Steel Doors
23-17 11 13 17: Bronze Doors
23-17 11 13 19: Sliding Metal Doors
23-17 11 13 21: Folding Metal Doors
23-17 11 13 23: Revolving Metal Doors
23-17 11 13 25 11: Roller Shutter Overhead Metal Doors
23-17 11 13 25 13: Sectional Overhead Metal Doors
23-17 11 13 25: Overhead Metal Doors
23-17 11 13: Metal Doors
23-17 11 15 11: Carved Wood Doors
23-17 11 15 13: Flush Wood Doors
23-17 11 15 15: Clad Wood Doors
23-17 11 15 17: Prefinished Wood Doors
23-17 11 15 19: Stile and Rail Wood Doors
23-17 11 15 21: Wood Storm Doors
23-17 11 15 23: Wood Screen Doors
23-17 11 15 25: Sliding Wood Doors
23-17 11 15 27: Folding Wood Doors
23-17 11 15 29: Revolving Wood Doors
23-17 11 15 31 11: Roller Shutter Overhead Wood Doors
23-17 11 15 31 13: Sectional Overhead Wood Doors
23-17 11 15 31: Overhead Wood Doors
23-17 11 15: Wood Doors
23-17 11 17 11: Laminated Plastic Doors
23-17 11 17 13: Solid Plastic Doors
23-17 11 17 15: Plastic Storm Doors
23-17 11 17 17: Plastic Screen Doors
23-17 11 17 19: Sliding Plastic Doors
23-17 11 17 21: Folding Plastic Doors
23-17 11 17 23: Revolving Plastic Doors
23-17 11 17 25 11: Roller Shutter Overhead Plastic Doors
23-17 11 17 25 13: Sectional Overhead Plastic Doors
23-17 11 17 25: Overhead Plastic Doors
23-17 11 17: Plastic Doors
23-17 11 19 11: Fiberglass Composite Doors
23-17 11 19 13: Sliding Composite Doors
23-17 11 19 15: Folding Composite Doors
23-17 11 19 17: Composite Hinged Doors
23-17 11 19 19: Revolving Composite Doors
23-17 11 19 21 11: Roller Shutter Overhead Composite Doors
23-17 11 19 21 13: Sectional Overhead Composite Doors
23-17 11 19 21: Overhead Composite Doors
23-17 11 19: Composite Doors
23-17 11 21 11: Glazed Hinged Doors
23-17 11 21: Glazed Doors
23-17 11 23 11: Swinging All Glass Doors
23-17 11 23 13: Sliding All Glass Doors
23-17 11 23 15 11: Accordion Folding All Glass Doors
23-17 11 23 15 13: Panel Folding All Glass Doors
23-17 11 23 15 15: Bifold All Glass Doors
23-17 11 23 15: Folding All Glass Doors and Grilles
23-17 11 23 17: Revolving All Glass Doors
23-17 11 23 19: Balanced All Glass Doors
23-17 11 23: All Glass Doors
23-17 11 25 11: Sliding Passage Grilles
23-17 11 25 13 11: Accordion Folding Passage Grilles
23-17 11 25 13: Folding Passage Grilles
23-17 11 25 15: Rolling Grilles
23-17 11 25: Passage Grilles
23-17 11 27 11: Trap Doors
23-17 11 27 13: Access Doors
23-17 11 27 15: Floor Hatches
23-17 11 27 17: Roof Hatches
23-17 11 27 19: Security Floor Hatches
23-17 11 27 21 11: Forced Entry and Ballistic Resistant Roof Hatches
23-17 11 27 21 13: Ballistic Resistant Roof Hatches
23-17 11 27 21: Security Roof Hatches
23-17 11 27 23: Man Hole Accesses
23-17 11 27: Access Doors
23-17 11 29 11: Equipment Access Panels
23-17 11 29: Access Panels
23-17 11 31 11 11: Fire Rated Overhead Doors
23-17 11 31 11 13: Fire Rated Rolling Doors
23-17 11 31 11 15: Fire Rated Sliding Doors
23-17 11 31 11 17: Fire Rated Hinged Doors
23-17 11 31 11 19: Fire Rated Revolving Doors
23-17 11 31 11: Fire Rated Doors
23-17 11 31 13 11: Temperature Rate of Rise Fire Rated Overhead Doors
23-17 11 31 13 13: Temperature Rate of Rise Fire Rated Rolling Doors
23-17 11 31 13 15: Temperature Rate of Rise Fire Rated Sliding Doors
23-17 11 31 13 17: Temperature Rate of Rise Fire Rated Hinged Doors
23-17 11 31 13 19: Temperature Rate of Rise Fire Rated Revolving Doors
23-17 11 31 13: Temperature Rate of Rise Fire Rated Doors
23-17 11 31: Fire Doors
23-17 11 35: Fire Shutters
23-17 11 37 11: Cold Storage Doors
23-17 11 37 13: Sound Control Doors
23-17 11 37 15 11: Electromagnetic Shielding Doors
23-17 11 37 15 13: Radio Frequency Protection Doors
23-17 11 37 15 15: BO Shielding Doors
23-17 11 37 15 17: X Ray Protection Doors
23-17 11 37 15 19: Nuclear Radiation Protection Doors
23-17 11 37 15 21: High Energy Magnetic Pulse Protection Doors
23-17 11 37 15: Radiation Protection Doors
23-17 11 37: Controlled Environment Doors
23-17 11 39: Detention Doors
23-17 11 41: Hanger Doors
23-17 11 43 11: Revolving Darkroom Door
23-17 11 43: Lightproof Doors
23-17 11 45 11: Flexible Traffic Doors
23-17 11 45 13: Flexible Strip Doors
23-17 11 45 15: Rigid Panel Traffic Doors
23-17 11 45 17: Rapid Opening Doors
23-17 11 45: Traffic Doors
23-17 11 47 11: Airtight Doors
23-17 11 47 13: Watertight Doors
23-17 11 47: Pressure Resistant Doors
23-17 11 49 11: Blast Resistant Doors
23-17 11 49 13 11: Multi Forced Entry Lock Door
23-17 11 49 13 13: Single Forced Entry Lock Door
23-17 11 49 13: Forced Entry Door
23-17 11 49 15: Forced Entry and Ballistic Resistant Door
23-17 11 49 17: Ballistic Resistant Door
23-17 11 49: Security Rated Door
23-17 13 00: Windows
23-17 13 11 11: Window Sections
23-17 13 11 13: Window Linings and Boards
23-17 13 11 15: Window Vents
23-17 13 11 17: Window Frames
23-17 13 11 19: Transoms
23-17 13 11 21: Sidelites
23-17 13 11 23: Retractable Screens
23-17 13 11: Window Components
23-17 13 13 11: Metal Fixed Windows
23-17 13 13 13: Metal Horizontal Sliding Windows
23-17 13 13 15: Metal Single Hung Windows
23-17 13 13 17: Metal Double Hung Windows
23-17 13 13 19: Metal Triple Hung Windows
23-17 13 13 21: Metal Awning Windows
23-17 13 13 23: Metal Casement Windows
23-17 13 13 25: Metal Hopper Windows
23-17 13 13 27: Metal Vertical Pivoted Windows
23-17 13 13 29: Metal Jalousie Windows
23-17 13 13: Metal Windows
23-17 13 15 11: Wood Fixed Windows
23-17 13 15 13: Wood Horizontal Sliding Windows
23-17 13 15 15: Wood Single Hung Windows
23-17 13 15 17: Wood Double Hung Windows
23-17 13 15 19: Wood Triple Hung Windows
23-17 13 15 21: Wood Awning Windows
23-17 13 15 23: Wood Casement Windows
23-17 13 15 25: Wood Hopper Windows
23-17 13 15 27: Wood Vertical Pivoted Windows
23-17 13 15 29: Wood Jalousie Windows
23-17 13 15: Wood Windows
23-17 13 17 11: Plastic Fixed Windows
23-17 13 17 13: Plastic Horizontal Sliding Windows
23-17 13 17 15: Plastic Single Hung Windows
23-17 13 17 17: Plastic Double Hung Windows
23-17 13 17 19: Plastic Triple Hung Windows
23-17 13 17 21: Plastic Awning Windows
23-17 13 17 23: Plastic Casement Windows
23-17 13 17 25: Plastic Hopper Windows
23-17 13 17 27: Plastic Vertical Pivoted Windows
23-17 13 17 29: Plastic Jalousie Windows
23-17 13 17 31: Plastic Jalousie Awning Windows
23-17 13 17: Plastic Windows
23-17 13 19 11: Composite Fixed Windows
23-17 13 19 13: Composite Horizontal Sliding Windows
23-17 13 19 15: Composite Single Hung Windows
23-17 13 19 17: Composite Double Hung Windows
23-17 13 19 19: Composite Triple Hung Windows
23-17 13 19 21: Composite Awning Windows
23-17 13 19 23: Composite Casement Windows
23-17 13 19 25: Composite Hopper Windows
23-17 13 19 27: Composite Vertical Pivoted Windows
23-17 13 19 29: Composite Jalousie Windows
23-17 13 19 31: Composite Jalousie Awning Windows
23-17 13 19: Composite Windows
23-17 13 21 11 11: Angles Bay Windows
23-17 13 21 11 13: Box Bay Windows
23-17 13 21 11: Bay Windows
23-17 13 21 13: Bow Windows
23-17 13 21: Projecting Windows
23-17 13 23: Roof Windows
23-17 13 25 11: Glass Masonry Unit Windows
23-17 13 25: Masonry Windows
23-17 13 27 11: Fire Rated Windows
23-17 13 27 13: Detention Windows
23-17 13 27 15: Pass Windows
23-17 13 27 17 11: Sound Control Windows
23-17 13 27 17 13 11: Electromagnetic Shielding Windows
23-17 13 27 17 13 13: BO Shielding Windows
23-17 13 27 17 13 15: Radio Frequency Protection Windows
23-17 13 27 17 13 17: X Ray Protection Windows
23-17 13 27 17 13 19: Nuclear Radiation Protection Windows
23-17 13 27 17 13 21: High Energy Magnetic Pulse Protection Windows
23-17 13 27 17 13: Radiation Protection Windows
23-17 13 27 17: Controlled Environment Windows
23-17 13 27: Special Purpose Windows
23-17 13 29 11 11: Teller Forced Entry and Ballistic Resistant Windows
23-17 13 29 11: Ballistic Resistant Windows
23-17 13 29 13 11: Blast Resistant Structural Muntin Windows
23-17 13 29 13 13: Blast Resistant Window Frames
23-17 13 29 13: Blast Resistant Windows
23-17 13 29 15: Impact Resistant Windows
23-17 13 29 17: Forced Entry Resistant Windows
23-17 13 29 19: Radio Frequency Shielding Windows
23-17 13 29 21 11: Shatter Resistant Security Window Films
23-17 13 29 21: Security Window Films
23-17 13 29 23 11: Security Window Blast Curtains
23-17 13 29 23: Security Window Curtains
23-17 13 29: Security Windows
23-17 15 00: Glazing
23-17 15 11 11: Bent Glass
23-17 15 11 13: Chemically Strengthened Glass
23-17 15 11 15: Coated Glass
23-17 15 11 17: Composite Glass
23-17 15 11 19: Decorative Glass
23-17 15 11 21: Fire Rated Glass
23-17 15 11 23: Float Glass
23-17 15 11 25: Heat Strengthened Glass
23-17 15 11 27: Impact Resistant Glass
23-17 15 11 29: Insulating Glass
23-17 15 11 31: Laminated Glass
23-17 15 11 33: Low Emissivity Glass
23-17 15 11 35: Rolled Glass
23-17 15 11 37: Spandrel Glass
23-17 15 11 39: Tempered Glass
23-17 15 11 41: Wired Glass
23-17 15 11: Glass Glazing
23-17 15 13 11: Ballistics Resistant Plastic Glazing
23-17 15 13 13: Decorative Plastic Glazing
23-17 15 13 15: Insulating Plastic Glazing
23-17 15 13 17: Translucent Plastic Glazing
23-17 15 13 19: Transparent Plastic Glazing
23-17 15 13: Plastic Glazing
23-17 15 15 11: Laminated Security Glass
23-17 15 15: Security Glass
23-17 15 17: Tinted Glass
23-17 15 19 11: Security Glazing
23-17 15 19 13: Ballistics Resistant Glass Glazing
23-17 15 19 15: Pressure Resistant Glazing
23-17 15 19 17: Hurricane Resistant Glazing
23-17 15 19 19: Radiation Resistant Glazing
23-17 15 19 21: Switchable Privacy Glass
23-17 15 19: Glazing by Special Function
23-17 15 21 11: Glazing Frames
23-17 15 21 13: Glazing Sections
23-17 15 21 15: Mechanical Glazing Fasteners
23-17 15 21: Glazing Components
23-17 15 23 11: Glazing Beads
23-17 15 23 13: Condensation Channels
23-17 15 23 15: Glazing Sealants and Tapes
23-17 15 23 17: Glazing Gaskets
23-17 15 23 19: Glazing Leading Material
23-17 15 23: Glazing Accessories
23-17 15 25 11: Solar Control Films
23-17 15 25 13: Safety Films
23-17 15 25 15: Security Films
23-17 15 25 17: Decorative Films
23-17 15 25: Protective Films
23-17 17 00: Skylights
23-17 17 11 11: Skylight Hardware
23-17 17 11: Skylight Components
23-17 17 13 11: Domed Unit Skylights
23-17 17 13 13: Pyramidal Unit Skylights
23-17 17 13 15: Vaulted Unit Skylights
23-17 17 13 17: Single Slope Unit Skylights
23-17 17 13 19: Octagonal Unit Skylights
23-17 17 13 21: Tubular Skylights
23-17 17 13: Unit Skylights
23-17 17 15 11: Domed Metal Framed Skylights
23-17 17 15 13: Pyramidal Metal Framed Skylights
23-17 17 15 15: Ridge Metal Framed Skylights
23-17 17 15 17: Vaulted Metal Framed Skylights
23-17 17 15 19: Single Slope Metal Framed Skylights
23-17 17 15 21: Octagonal Metal Framed Skylights
23-17 17 15: Metal Framed Skylights
23-17 19 00: Hardware for Openings
23-17 19 11 11: Rotation, Pivoting Door Gear
23-17 19 11 13: Sliding Door Gear
23-17 19 11 15: Door Guiding Hardware
23-17 19 11 17 11: Door Hold Open Hardware
23-17 19 11 17: Door Holding Hardware
23-17 19 11 19 11 11: Manual Floor Door Closers
23-17 19 11 19 11 13: Manual Surface Door Closers
23-17 19 11 19 11 15: Manual Concealed Overhead Door Closers
23-17 19 11 19 11 17: Power Operator Floor Door Closers
23-17 19 11 19 11 19: Power Operator Surface Door Closers
23-17 19 11 19 11 21: Power Operator Concealed Overhead Door Closers
23-17 19 11 19 11: Door Closers
23-17 19 11 19: Door Closing Hardware
23-17 19 11 21 11: Door Deadbolt Locks
23-17 19 11 21 13: Door Chains
23-17 19 11 21 15: Door Electric Strike Locks
23-17 19 11 21 17 11: Door Time Locks
23-17 19 11 21 17 13: Door Time Delay Combination Locks
23-17 19 11 21 17: Door Electromagnetic Locks
23-17 19 11 21 19: Door Latches
23-17 19 11 21 21 11: Door Electric Mortise Locks
23-17 19 11 21 21 13: Door Electronic Mortise Locks
23-17 19 11 21 21: Door Mortise Locks
23-17 19 11 21 23 11: Door Tubular Pin Tumbler Locks
23-17 19 11 21 23: Door Pin Tumbler Locks
23-17 19 11 21 25: Door Flush Bolts
23-17 19 11 21: Door Barrier Locks
23-17 19 11 23: Door Cores
23-17 19 11 25: Door Cylinders
23-17 19 11 27: Door Key Control Systems
23-17 19 11 29 11: Door Position Switches
23-17 19 11 29 13: Door Emergency Exit Panic Bars
23-17 19 11 29 15: Door End of Line Devices
23-17 19 11 29 17: Door Request to Exit Switches
23-17 19 11 29 19 11: Door Infrared Request to Exit Switches
23-17 19 11 29 19: Personnel Access Door Keypads
23-17 19 11 29: Personnel Door Access
23-17 19 11 31 11: Card Key Door Locking Hardware
23-17 19 11 31 13: Electrical Door Locking Control
23-17 19 11 31 15: Electromagnetic Door Holders
23-17 19 11 31 17: Sensors for Automatic Doors
23-17 19 11 31: Automatic Door Controls and Operators
23-17 19 11 33: Door Exiting Hardware
23-17 19 11: Hardware for Doors
23-17 19 13 11 11: Horizontal Sliding Window Gear
23-17 19 13 11 13: Vertical Sliding Window Gear
23-17 19 13 11: Sliding Window Gear
23-17 19 13 13: Horizontal Pivoting Window Gear
23-17 19 13 15: Window Tilt and Turn Gear
23-17 19 13 17: Louver Gear
23-17 19 13 19: Automatic Window Equipment
23-17 19 13 21 11: Window Deadbolt Locks
23-17 19 13 21 13: Window Latches
23-17 19 13 21 15: Window Mortise Locks
23-17 19 13 21 17: Window Flush Bolts
23-17 19 13 21: Window Barrier Locks
23-17 19 13 23: Window Lifts
23-17 19 13 25 11: Manual Surface Window Closers
23-17 19 13 25 13 11: Manual Concealed Overhead Window Closers
23-17 19 13 25 15 11: Power Operator Surface Window Closers
23-17 19 13 25 17 11: Power Operator Concealed Overhead Window Closers
23-17 19 13 25: Window Operators
23-17 19 13: Hardware for Windows
23-17 19 15 11 11: Acoustic Seals
23-17 19 15 11 13: Astragals
23-17 19 15 11 15: Perimeter Gasketing
23-17 19 15 11: Door Weatherstripping and Seals
23-17 19 15 13: Thresholds
23-17 19 15 15: Window Weatherstripping and Seals
23-17 19 15: Weatherstripping and Seals
23-17 19 17 11: Door Stops
23-17 19 17: Other Openings Hardware
23-17 21 00: Protection of Openings
23-17 21 11 11 11: Solid Canopies
23-17 21 11 11 13: Louvered Canopies
23-17 21 11 11 15: Solid Vertical Fins
23-17 21 11 11 17: Louvered Vertical Fins
23-17 21 11 11 19: Manual Awnings
23-17 21 11 11 21: Powered Awnings
23-17 21 11 11: Projecting Screens
23-17 21 11 13 11: Folding Exterior Shutters
23-17 21 11 13 13 11: Roller Shutter Gear
23-17 21 11 13 13 13: Roller Shutter Sections
23-17 21 11 13 13 15: Roller Shutter Casings
23-17 21 11 13 13: Shutter Components
23-17 21 11 13 15: Sliding Exterior Shutters
23-17 21 11 13 17: Swinging Exterior Shutters
23-17 21 11 13 19: Coiling Exterior Shutters
23-17 21 11 13: Exterior Shutters
23-17 21 11 15 11: Fixed Exterior Louvers and Grilles
23-17 21 11 15 13: Roller Exterior Louvers and Grilles
23-17 21 11 15 15: Sliding Exterior Louvers and Grilles
23-17 21 11 15: Exterior Louvers and Grilles
23-17 21 11 17 11: Demountable Storm Panels
23-17 21 11 17 13: Movable Storm Panels
23-17 21 11 17: Storm Panels
23-17 21 11: Exterior Protection of Openings
23-17 21 13 11 11: Horizontal Window Blinds
23-17 21 13 11 13: Vertical Window Blinds
23-17 21 13 11 15 11: Window Slats
23-17 21 13 11 15 13: Window Vanes
23-17 21 13 11 15 15: Blinds Hardware
23-17 21 13 11 15: Window Blind Components
23-17 21 13 11: Window Blinds
23-17 21 13 13 11: Drapery Tracks
23-17 21 13 13: Curtains and Drapes
23-17 21 13 15: Window Interior Shutters
23-17 21 13 17 11: Cellular/Pleated Shades
23-17 21 13 17 13: Roller Shades
23-17 21 13 17: Window Shades
23-17 21 13: Interior Window Treatment
23-17 21 15 11 11: Vertical Fire Shutters
23-17 21 15 11 13: Horizontal Fire Shutters
23-17 21 15 11: Fire Shutters
23-17 21 15 13 11: Water Spray Smoke Curtains
23-17 21 15 13: Smoke Curtains
23-17 21 15 15: Smoke Shutters
23-17 21 15: Fire and Smoke Shutters and Curtains
23-17 21 17 11: Complete Insect Screens
23-17 21 17 13 11: Frames for Insect Screens
23-17 21 17 13 13: Mesh for Insect Screens
23-17 21 17 13: Components
23-17 21 17: Insect Screens
23-17 23 00: Circulation and Escape Products
23-17 23 11: Ramps
23-17 23 13: Walkways
23-17 23 15 11 11: Ladder Hardware
23-17 23 15 11 13: Rungs
23-17 23 15 11: Ladder Component Products
23-17 23 15 13: Vertical Ladders
23-17 23 15 15: Ship Ladders
23-17 23 15: Ladders
23-17 23 17 11 11: Stair Treads
23-17 23 17 11 13: Stair Nosings
23-17 23 17 11 15: Stair Tread Coverings
23-17 23 17 11 17: Stair Railings
23-17 23 17 11 19: Stair Handrails
23-17 23 17 11 21: Stair Barrier Gates
23-17 23 17 11: Stair Component Products
23-17 23 17 13 11: Metal Spiral Stairs
23-17 23 17 13 13: Wood Spiral Stairs
23-17 23 17 13: Spiral Stairs
23-17 23 17 15: Retractable Stairs
23-17 23 17: Stairs
23-17 23 19 11 11: Fire Escapes
23-17 23 19 11: Escape Ladders, Stairs
23-17 23 19 13: Escape Slides
23-17 23 19: Fire Escapes
23-17 23 21 11: Evacuation Slings
23-17 23 21 13: Evacuation Chairs
23-17 23 21: Evacuation Equipment
23-17 25 00: Circulation Guiding and Protection Products
23-17 25 11 11 11: Cable Infill Systems
23-17 25 11 11 13: Infill Panels
23-17 25 11 11 15: Posts, Newel Posts, Pickets
23-17 25 11 11 17: Railing
23-17 25 11 11: Guardrail Component Products
23-17 25 11: Guardrails
23-17 25 13 11: Rope Handrails
23-17 25 13 13: Capping
23-17 25 13 15: Chain Handrails
23-17 25 13: Handrails
23-17 25 15 11 11: Bumper Guards
23-17 25 15 11: Impact Guard Rails
23-17 25 15 13: Corner Guards
23-17 25 15 15: Column Protectors
23-17 25 15 17 11: Impact Resistant Wall Protection Products
23-17 25 15 17: Door and Wall Protector Products
23-17 25 15: Impact Protection Products
23-19 00 00: Specialty Products
23-19 11 00: Information Display Specialties
23-19 11 11: Information Signs
23-19 11 13: Display Lettering
23-19 11 15: Display Numerals
23-19 11 17: Notice Boards
23-19 11 19 11: Interactive Multi Media Whiteboards
23-19 11 19 13: Chalk Boards
23-19 11 19 15: Dry Erase Boards
23-19 11 19 17: Drawing Boards
23-19 11 19: Writing Boards
23-19 11 21: Plaques
23-19 11 23: Poster Display Units
23-19 11 25: Display Screens
23-19 11 27: Pictograms
23-19 11 29: Directory Boards
23-19 11 31: Electronic Copy Boards
23-19 11 33: Magnetic Boards
23-19 13 00: Lockers
23-19 13 11: Metal Lockers
23-19 13 13: Plastic Laminate Lockers
23-19 13 15: Solid Core Lockers
23-19 15 00: Communication Specialties
23-19 15 11: Mail Boxes
23-19 15 13: Mail Racks
23-19 15 15: Pigeonholes
23-19 15 17: Mail Trolleys
23-19 15 19: Mail Handling Equipment
23-19 15 21: Telephone Booths
23-19 17 00: Fireplaces
23-19 17 11: Electric Fireplace
23-19 17 13: Fuel Oil Fireplace
23-19 17 15: Gas Fireplace
23-19 17 17: Solid Fuel Fireplace
23-19 17 19: Fireplace Doors
23-19 17 21: Fireplace Water Heaters
23-19 19 00: Flue and Chimney Products
23-19 19 11 11: Chimney Gas Vents
23-19 19 11 13: Fabricated Stacks
23-19 19 11 15: Fabricated Breechings and Accessories
23-19 19 11 17: Insulated Sectional Chimneys
23-19 19 11: Complete Flue and Chimney Systems
23-19 19 13 11: Fireplace B Vent Ductwork
23-19 19 13 13: Fireplace Direct Vent Ductwork
23-19 19 13 15: Fireplace Free Vent Ductwork
23-19 19 13 17: Fireplace Tri Wall Vent Ductwork
23-19 19 13 19: Fireplace Dampers
23-19 19 13: Fireplace Ductwork
23-19 19 15 11: Draft Control Devices
23-19 19 15 13: Fireplace Lintels
23-19 19 15 15: Flue Linings
23-19 19 15 17: Flue Caps
23-19 19 15 19: Flue Cowls
23-19 19 15 21: Chimney Dampers
23-19 19 15 23: Fire Shutter Extinguishers
23-19 19 15 25: Flue Gas Purifiers
23-19 19 15: Flue and Chimney Systems Components
23-19 21 00: Hearths
23-19 23 00: Kilns
23-19 25 00: Pest Control Devices
23-19 25 11 11 11: Bird Wire
23-19 25 11 11 13: Bird Spikes
23-19 25 11 11 15: Bird Netting
23-19 25 11 11: Roost Inhibitors
23-19 25 11 13: Bird Flight Diverters
23-19 25 11 15 11: Sonic Repellant Devices
23-19 25 11 15 13: Ultra Sonic Repellant Devices
23-19 25 11 15 15: Visual Devices
23-19 25 11 15: Bird Repellant Devices
23-19 25 11 17: Bird Attractors
23-19 25 11 19 11: Mounting Clips
23-19 25 11 19 13: Extension Speakers
23-19 25 11 19 15: Solar Panels
23-19 25 11 19 17: Spikes Adhesives
23-19 25 11 19 19: Foot Pumps
23-19 25 11 19 21: Caulking Guns
23-19 25 11 19: Bird Control Accessories
23-19 25 11: Bird Control Devices
23-19 25 13 11 11: Automatic Misting Systems
23-19 25 13 11 13: Vacuum System s
23-19 25 13 11 15: Sonic Repellers
23-19 25 13 11 17: Ultrasonic Repellers
23-19 25 13 11 19: Electromagnetic Repellers
23-19 25 13 11: Electronic Insect Repellers
23-19 25 13 13: Fly Traps
23-19 25 13 15: Screens
23-19 25 13 17: Foam Sealants
23-19 25 13 19: Fly Boards
23-19 25 13 21 11: Nozzles
23-19 25 13 21 13: Tubing
23-19 25 13 21 15: Risers
23-19 25 13 21 17: Fittings
23-19 25 13 21 19: Remote Controls
23-19 25 13 21: Insect Control Accessories
23-19 25 13: Insect Control Devices
23-19 25 15 11 11: Snap Traps
23-19 25 15 11 13: Glue Traps
23-19 25 15 11 15: Sticky Traps
23-19 25 15 11 17: Electronic Traps
23-19 25 15 11: Traps
23-19 25 15 13: Ultrasonic Rodent Control Devices
23-19 25 15 15: Electronic Rodent Control Devices
23-19 25 15 17: Proofing Devices
23-19 25 15 19: Tracking Products
23-19 25 15 21: Spray Devices
23-19 25 15 23: Rodent Control Accessories
23-19 25 15: Rodent Control Devices
23-19 27 00: Manufactured Exterior Specialties
23-19 27 11: Weathervanes
23-19 27 13: Clocks
23-19 27 15: Cupolas
23-19 27 17: Spires
23-19 27 19: Steeples
23-19 27 21: Towers
23-19 27 23 11: Industrial Breechings
23-19 27 23 13: Fabricated Industrial Breechings
23-19 27 23 15: Fabricated Industrial Breechings Accessories
23-19 27 23: Industrial Breechings
23-19 27 25 11: Industrial Chimney Shafts
23-19 27 25 13: Industrial Chimney Linings
23-19 27 25 15: Industrial Chimney Draft Control Devices
23-19 27 25 17: Industrial Insulated Sectional Chimneys
23-19 27 25: Industrial Chimneys
23-19 27 27: Industrial Stacks
23-19 29 00: Complete Buildings
23-19 29 11 11 11: Lift Shaft Components
23-19 29 11 11: Pre Engineered Structure Component
23-19 29 11 13: Framed Pre Engineered Buildings
23-19 29 11 15: Panel Structure Pre Engineered Buildings
23-19 29 11 17: Cubicle Structure Pre Engineered Buildings
23-19 29 11 19: Air Supported Pre Engineered Buildings
23-19 29 11 21: Cable Supported Pre Engineered Buildings
23-19 29 11 23: Fabric Pre Engineered Building Structures
23-19 29 11 25: Prefabricated Dome Structures
23-19 29 11 27: Portable Buildings
23-19 29 11 29: Mobile Buildings
23-19 29 11: Pre Engineered Structures
23-19 29 13 11: General Purpose Shelters
23-19 29 13 13 11: Bus Stop Shelters
23-19 29 13 13 13: Train Platform Shelters
23-19 29 13 13: Shelters for Public Transport
23-19 29 13 15: Walkway Coverings
23-19 29 13 17: Shelters for Civil Protection
23-19 29 13 19 11: Kennels
23-19 29 13 19: Animal Shelters
23-19 29 13 21: Car Shelters
23-19 29 13 23: Shelters for Services
23-19 29 13 25: Garden Umbrellas
23-19 29 13: Covers and Shelters
23-19 29 15 11: Observatories
23-19 29 15 13: Control Booths
23-19 29 15 15 11: Glazed Greenhouse Structures
23-19 29 15 15: Greenhouses
23-19 29 15 17 11: Gazebos
23-19 29 15 17 13: Pavilions
23-19 29 15 17: Summerhouses
23-19 29 15 19: Kiosks
23-19 29 15 21: Public Restrooms
23-19 29 15 23: Sauna Buildings
23-19 29 15 25 11: Preassembled Mausoleums
23-19 29 15 25: Funerary Construction Products
23-19 29 15 27 11: Ticket Booths
23-19 29 15 27 13: Parking Attendant Booths
23-19 29 15 27 15: Toll Booths
23-19 29 15 27 17: Guard Booths
23-19 29 15 27 19: Valet Booths
23-19 29 15 27: General Purpose Booths
23-19 29 15: Special Purpose Buildings
23-19 29 17 11: Prison Cells
23-19 29 17 13: Hotel Rooms
23-19 29 17 15: Dormitory Rooms
23-19 29 17: Building Modules
23-19 29 19 11 11: Floating Floor Construction Products
23-19 29 19 11: Sound, Vibration and Seismic Control Products
23-19 29 19: Integrated Assemblies
23-19 31 00: Room Units
23-19 31 11 11: Prefabricated General Purpose Rooms
23-19 31 11: General Purpose Room Units
23-19 31 13: Storage Room Units
23-19 31 15 11 11: Handball Racquetball Courts
23-19 31 15 11: Athletic Rooms
23-19 31 15 13 11: Solarium Specialties
23-19 31 15 13: Conservatories
23-19 31 15 15: Planetariums
23-19 31 15 17: Saunas
23-19 31 15 19: Steam Baths
23-19 31 15: Special Purpose Rooms
23-19 31 17 11: Bathroom Units
23-19 31 17 13: Lavatory Units
23-19 31 17: Sanitary Room Units
23-19 31 19 11: Clean Rooms
23-19 31 19 13 11: Cold Storage Rooms
23-19 31 19 13: Insulated Rooms
23-19 31 19 15 11: Practice Booths
23-19 31 19 15: Sound Conditioned Rooms
23-19 31 19 17: Hyperbaric Rooms
23-19 31 19 19 11: Electromagnetic Shielded Rooms
23-19 31 19 19 13: RF Shielded Rooms
23-19 31 19 19 15: BO Shielded Rooms
23-19 31 19 19 17: Radio Frequency Protected Rooms
23-19 31 19 19 19: X Ray Protected Rooms
23-19 31 19 19 21: Nuclear Radiation Protected Rooms
23-19 31 19 19 23: High Energy Magnetic Pulse Protected Rooms
23-19 31 19 19: Radiation Protected Rooms
23-19 31 19: Controlled Environment Rooms
23-19 31 21 11: Plant Office Shelters and Booths
23-19 31 21: Plant and Control Room Units
23-19 31 23: Corridor Units
23-21 00 00: Furnishings, Fixtures and Equipment Products
23-21 11 00: Commercial Furniture
23-21 11 11 11: Commercial Storage Shelves
23-21 11 11 13: Commercial Storage Supports
23-21 11 11 15: Commercial Storage Racking
23-21 11 11 17: Commercial Mobile Storage Units
23-21 11 11 19: Commercial Filing Cabinets
23-21 11 11 21: Architecture Plan Chests
23-21 11 11 23: Commercial Desks
23-21 11 11 25: Commercial Bookcases
23-21 11 11 27: Commercial Key Hangers
23-21 11 11: Commercial Storage Units
23-21 13 00: Retail and Office Equipment and Furnishings
23-21 13 11: Registration Equipment
23-21 13 13: Checkroom Equipment
23-21 13 15: Mercantile Equipment and Furnishings
23-21 13 17: Barber Shop Equipment
23-21 13 19: Beauty Shop Equipment
23-21 13 21: Cash Registers
23-21 13 23: Checkout Equipment
23-21 13 25 11: Drafting Equipment
23-21 13 25 13: Plotters
23-21 13 25 15: Drawing Equipment
23-21 13 25 17: Office Accessories
23-21 13 25: Office Equipment
23-21 15 00: Wardrobe and Closet Specialties
23-21 15 11: Wardrobes
23-21 15 13: Chests of Drawers
23-21 15 15: Clothing Lockers
23-21 15 17 11: Coat Racks
23-21 15 17 13: Hat Racks
23-21 15 17: Clothing Racks
23-21 15 19 11: Shoe Trees
23-21 15 19 13: Coat Hooks
23-21 15 19 15: Coat Hangers
23-21 15 19 17: Coat Rails
23-21 15 19: Clothing Hangers
23-21 15 21: Cloakroom Units
23-21 15 23: Umbrella Storage Stands
23-21 15 25 11: Manual Checkroom Equipment
23-21 15 25 13: Automated Checkroom Equipment
23-21 15 25: Checkroom Equipment
23-21 15 27 11: Clothing Shelves
23-21 15 27 13: Clothing Shelving and Storage Units
23-21 15 27: Clothing Shelving Units
23-21 17 00: Interior Refuse Disposal Furniture
23-21 17 11: Interior Waste Bins
23-21 17 13: Interior Ash Trays
23-21 17 15: Interior Refuse Holders
23-21 19 00: Casework
23-21 19 11 11: Metal Modular General Casework
23-21 19 11 13: Wood Modular General Casework
23-21 19 11 15: Plastic Modular General Casework
23-21 19 11: Modular General Casework
23-21 19 13: Custom General Casework
23-21 19 15 11: Bank Specialty Casework
23-21 19 15 13: Hospitality Specialty Casework
23-21 19 15 15 11: Hospital Specialty Casework
23-21 19 15 15 13: Nurse Station Specialty Casework
23-21 19 15 15 15: Exam Room Specialty Casework
23-21 19 15 15 17: Dental Specialty Casework
23-21 19 15 15 19: Pharmacy Specialty Casework
23-21 19 15 15: Medical Specialty Casework
23-21 19 15 17: Display Specialty Casework
23-21 19 15 19: Religious Specialty Casework
23-21 19 15 21 11: Library Specialty Casework Study Carrels
23-21 19 15 21 13: Library Specialty Casework Book Stacks
23-21 19 15 21 15: Library Specialty Casework Periodical Racks
23-21 19 15 21: Library Specialty Casework
23-21 19 15 23 11: Educational Specialty Casework Study Carrels
23-21 19 15 23: Educational Specialty Casework
23-21 19 15 25 11: Metal Laboratory Specialty Casework
23-21 19 15 25 13: Plastic-Laminate-Clad Laboratory Specialty Casework
23-21 19 15 25 15: Wood Laboratory Specialty Casework
23-21 19 15 25 17: Solid-Plastic Laboratory Specialty Casework
23-21 19 15 25: Laboratory Specialty Casework
23-21 19 15 27: Mortuary Specialty Casework
23-21 19 15 29: Commercial Kitchen Specialty Casework
23-21 19 15 31: Darkroom Specialty Casework
23-21 19 15 33 11: Residential Kitchen Specialty Casework
23-21 19 15 33 13: Residential Bathroom Specialty Casework
23-21 19 15 33 15: Residential Dormitory Specialty Casework
23-21 19 15 33: Residential Specialty Casework
23-21 19 15 35: Utility Room Specialty Casework
23-21 19 15 39: Mailroom Casework
23-21 19 15: Specialty Casework
23-21 19 17 11: Casework Component Cabinets
23-21 19 17 13: Casework Component Hardware
23-21 19 17 15: Casework Component Work Surfaces
23-21 19 17: Casework Components
23-21 21 00: Food Service Equipment and Furnishings
23-21 21 11 11: Commercial Hot Cabinets
23-21 21 11 13: Commercial Cold Cabinets
23-21 21 11 15: Commercial Combination Hot Cold Cabinets
23-21 21 11 17: Commercial Pastry Cabinets
23-21 21 11 19: Commercial Warming Cabinets
23-21 21 11 21: Commercial Snack Cabinets
23-21 21 11: Commercial Food Services Cabinets
23-21 21 13 11: Commercial Bain Maries
23-21 21 13 13 11: Commercial Coffee Makers
23-21 21 13 13 13: Commercial Coffee Warmers
23-21 21 13 13 15: Commercial Iced Tea Makers
23-21 21 13 13: Commercial Beverage Equipment
23-21 21 13 15 11: Commercial Steam Broilers
23-21 21 13 15 13: Commercial Infra Red Broilers
23-21 21 13 15 15: Commercial Gas Broilers
23-21 21 13 15: Commercial Broilers
23-21 21 13 17 11: Commercial Food Induction Cookers
23-21 21 13 17 13: Commercial Pasta Cookers
23-21 21 13 17 15: Commercial Food Pressure Cookers
23-21 21 13 17 17: Commercial Rice Cookers
23-21 21 13 17: Commercial Food Cookers
23-21 21 13 19: Commercial Crepe Machines
23-21 21 13 21 11: Commercial Deep Fryers
23-21 21 13 21 13: Commercial Pressure Fryers
23-21 21 13 21: Commercial Fryers
23-21 21 13 23 11: Commercial Tilting Frying Pans
23-21 21 13 23: Commercial Frying Pans
23-21 21 13 25: Commercial Griddles
23-21 21 13 27 11: Commercial Barbecue Grills
23-21 21 13 27 13: Commercial Char Broiler Grills
23-21 21 13 27 15: Commercial Hot Dog Grills
23-21 21 13 27: Commercial Grills
23-21 21 13 29 11: Commercial Poacher Kettles
23-21 21 13 29 13: Commercial Salmon Kettles
23-21 21 13 29: Commercial Kettles
23-21 21 13 31 11: Commercial Barbeque Ovens
23-21 21 13 31 13: Commercial Combination Convection Ovens
23-21 21 13 31 15: Commercial Convection Ovens
23-21 21 13 31 17: Commercial Microwave Ovens
23-21 21 13 31 19: Commercial Pastry Ovens
23-21 21 13 31 21: Commercial Pizza Ovens
23-21 21 13 31 23: Commercial Proofer Ovens
23-21 21 13 31 25: Commercial Smoker Ovens
23-21 21 13 31: Commercial Ovens
23-21 21 13 33: Commercial Popcorn Machines
23-21 21 13 35: Commercial Ranges
23-21 21 13 37: Commercial Rotisseries
23-21 21 13 39 11: Commercial High Pressure Food Steamer
23-21 21 13 39: Commercial Food Steamers
23-21 21 13 41 11: Commercial Tilt Skillets
23-21 21 13 41: Commercial Skillets
23-21 21 13 43: Commercial Stoves
23-21 21 13 45 11: Commercial Toaster Conveyors
23-21 21 13 45: Commercial Toasters
23-21 21 13 47: Commercial Waffle Irons
23-21 21 13 49: Commercial Small Specialized Cooking Equipment
23-21 21 13: Commercial Food Cooking Equipment
23-21 21 15 11: Commercial Food Warmers
23-21 21 15 13: Commercial Food Warmer Stations
23-21 21 15 15: Commercial Hot Plates
23-21 21 15 17: Commercial Steam Tables
23-21 21 15: Commercial Food Services Warming Equipment
23-21 21 17 11: Commercial Refrigerated Tables
23-21 21 17: Commercial Food Services Cooling Equipment
23-21 21 19 11 11: Commercial Steam Dishwashers
23-21 21 19 11 13: Commercial Dishwasher Conveyors
23-21 21 19 11 15: Commercial Dishwasher Tray Conveyors
23-21 21 19 11: Commercial Dishwashers
23-21 21 19: Commercial Dishwasher Equipment
23-21 21 21 11: Commercial Waste Disposal Units
23-21 21 21 13: Commercial Garbage Disposals
23-21 21 21 15: Commercial Garbage Pulpers
23-21 21 21: Commercial Food Disposal Equipment
23-21 21 23 11 11: Commercial Freezer Food Display Cases
23-21 21 23 11 13: Commercial Heated Food Display Cases
23-21 21 23 11 15: Commercial Refrigerated Food Display Cases
23-21 21 23 11 17: Commercial Unconditioned Food Display Cases
23-21 21 23 11: Commercial Food Display Coolers
23-21 21 23 13: Commercial Food Guards
23-21 21 23: Commercial Food Display Equipment
23-21 21 25 11: Commercial Soda Fountain Equipment
23-21 21 25 13: Commercial Bottled Water Dispensers
23-21 21 25 15: Commercial Bowl and Plate Dispensers
23-21 21 25 17: Commercial Bread Dispensers
23-21 21 25 19: Commercial Cappuccino or Espresso Dispensers
23-21 21 25 21: Commercial Carbonated Beverage Dispensers
23-21 21 25 23: Commercial Coffee Dispensers
23-21 21 25 25: Commercial Condiment Dispensers
23-21 21 25 27: Commercial Cream Dispensers
23-21 21 25 29: Commercial Cup Dispensers
23-21 21 25 31: Commercial Cup and Saucer Dispensers
23-21 21 25 33: Commercial Bubbler Dispensers
23-21 21 25 35: Commercial Drinking Glass Dispensers
23-21 21 25 37: Commercial Flatware Dispensers
23-21 21 25 39: Commercial Hot Chocolate Dispensers
23-21 21 25 41: Commercial Hot Water Dispensers
23-21 21 25 43: Commercial Ice Cream Dispensers
23-21 21 25 45: Commercial Milk Dispensers
23-21 21 25 47: Commercial Milkshake Dispensers
23-21 21 25 49 11: Commercial Refrigerated Non Carbonated Beverage Dispensers
23-21 21 25 49: Commercial Non Carbonated Beverage Dispensers
23-21 21 25 51: Commercial Plate Dispensers
23-21 21 25 53: Commercial Saucer Dispensers
23-21 21 25 55: Commercial Slush Dispensers
23-21 21 25 57: Commercial Soft Serve Ice Cream Dispensers
23-21 21 25 59: Commercial Syrup Pump Dispensers
23-21 21 25 61: Commercial Tray Dispensers
23-21 21 25 63: Commercial Water Filter System
23-21 21 25 65: Commercial Filtration Equipment
23-21 21 25: Commercial Food and Beverage Dispensing Equipment
23-21 21 27 11: Commercial Blast Chillers
23-21 21 27 13 11: Commercial Blast Freezers
23-21 21 27 13 13: Commercial Chest Freezers
23-21 21 27 13 15: Commercial Flammable Liquid Freezers
23-21 21 27 13 17: Commercial Freeze Drying Equipment
23-21 21 27 13 19: Commercial Plate Freezers
23-21 21 27 13 21: Commercial Sub Zero Freezers
23-21 21 27 13 23: Commercial Upright Freezers
23-21 21 27 13 25: Commercial Upright Reach In Freezers
23-21 21 27 13 27: Commercial Upright Pass Through Freezers
23-21 21 27 13 29: Commercial Upright Roll In Freezers
23-21 21 27 13 31: Commercial Walk In Freezers
23-21 21 27 13: Commercial Freezers
23-21 21 27 15 11: Commercial Flammable Liquid Refrigerators
23-21 21 27 15 13: Commercial Liquid Nitrogen Refrigerators
23-21 21 27 15 15: Commercial Refrigerated Containers
23-21 21 27 15 17: Commercial Refrigerated Tanks
23-21 21 27 15 19: Commercial Refrigerated Vessels
23-21 21 27 15 21: Commercial Upright Refrigerators
23-21 21 27 15 23: Commercial Upright Reach In Refrigerators
23-21 21 27 15 25: Commercial Upright Pass Through Refrigerators
23-21 21 27 15 27: Commercial Upright Roll In Refrigerators
23-21 21 27 15 29: Commercial Walk In Refrigerators
23-21 21 27 15: Commercial Refrigerators
23-21 21 27 17: Commercial Refrigerator Freezers
23-21 21 27 19 11: Commercial Walk In Coolers
23-21 21 27 19: Commercial Food Storage Coolers
23-21 21 27: Commercial Refrigerators And Freezers
23-21 21 29 11: Commercial Block Ice Makers
23-21 21 29 13: Commercial Cube Ice Makers
23-21 21 29 15: Commercial Flaker Ice Makers
23-21 21 29 17: Commercial Ice Dispensers
23-21 21 29 19: Commercial Ice Shaver Dispensers
23-21 21 29 21: Commercial Ice Maker Bins
23-21 21 29: Commercial Ice Machines
23-21 21 31 11: Commercial Food Mixers
23-21 21 31 13: Commercial Food Peelers
23-21 21 31 15: Commercial Food Processors
23-21 21 31 17: Commercial Food Service Stations
23-21 21 31 19 11: Commercial Electric Food Slicers
23-21 21 31 19 13: Commercial Mechanical Food Slicers
23-21 21 31 19: Commercial Food Slicers
23-21 21 31 21 11: Commercial Refrigerated Food Preparation Tables
23-21 21 31 21: Commercial Food Preparation Tables
23-21 21 31 23: Commercial Drink Making Equipment
23-21 21 31: Commercial Food Preparation Equipment
23-21 21 33 11: Commercial Bar Stools
23-21 21 33 13: Commercial Restaurant Chairs
23-21 21 33 15: Commercial Restaurant Booths
23-21 21 33 17: Commercial Restaurant Seating Units
23-21 21 33 19: Commercial Restaurant Tables
23-21 21 33: Commercial Food Service Furniture
23-21 21 35 11 11: Commercial Beverage Bars
23-21 21 35 11 13: Commercial Salad Bars
23-21 21 35 11 15: Commercial Bar Equipment
23-21 21 35 11: Commercial Bars
23-21 21 35 13 11: Commercial Condiment Counters
23-21 21 35 13 13: Commercial Serving Counters
23-21 21 35 13: Commercial Serving Counters
23-21 21 35 15: Commercial Service Line Equipment
23-21 21 35: Commercial Serving Counters
23-21 21 37 11: Commercial Bottle Racks
23-21 21 37: Commercial Food Service Storage Equipment
23-21 21 39 11: Commercial Food Delivery Conveyors
23-21 21 39 13: Commercial Food Delivery Carts
23-21 21 39 15: Commercial Restaurant Turntables
23-21 21 39: Commercial Food Service Delivery Equipment
23-21 21 41 11 11: Commercial Food Service Hoods
23-21 21 41 11: Commercial Food Hood Equipment
23-21 21 41 13 11: Commercial Food Ventilation Fire Suppression Systems
23-21 21 41 13 13: Commercial Catering Ventilation
23-21 21 41 13: Commercial Food Ventilation Equipment
23-21 21 41: Commercial Food Service Ventilation Equipment
23-21 21 43: Commercial Food Processing Equipment
23-21 21 45: Commercial Food Weighing Equipment
23-21 21 47: Commercial Food Wrapping Equipment
23-21 23 00: Residential Furniture and Equipment
23-21 23 11: Complete Residential Dining Room Suites
23-21 23 13 11: Residential Chairs
23-21 23 13 13: Residential Settees
23-21 23 13 15: Residential Sofas
23-21 23 13 17: Residential Stools
23-21 23 13 19: Residential Benches
23-21 23 13 21: Residential Chaises Lounges
23-21 23 13 23: Residential Sofa Beds
23-21 23 13 25: Residential Chair Beds
23-21 23 13: Residential Seating
23-21 23 15 11: Residential Dining Room Tables
23-21 23 15 13: Residential Sideboards
23-21 23 15 15: Residential End Tables
23-21 23 15 17: Residential Coffee Tables
23-21 23 15: Residential Tables
23-21 23 17 11: Residential Cabinet
23-21 23 17 13: Residential China Cabinets
23-21 23 17 15: Residential Cupboards
23-21 23 17 17: Residential Chests
23-21 23 17: Residential Storage Units
23-21 23 19 11: Complete Residential Bedroom Suites
23-21 23 19 13 11: Residential Headboards
23-21 23 19 13 13: Residential Footboards
23-21 23 19 13 15: Residential Cots
23-21 23 19 13 17: Residential Mattresses
23-21 23 19 13: Residential Beds
23-21 23 19 15: Residential Bedside Units
23-21 23 19 17: Residential Dressing Tables
23-21 23 19 19: Residential Dressers
23-21 23 19: Residential Bedroom Furniture
23-21 23 21: Residential Food Cabinets
23-21 23 23 11 11: Residential Steam Broilers
23-21 23 23 11 13: Residential Infra Red Broilers
23-21 23 23 11 15: Residential Gas Broilers
23-21 23 23 11: Residential Broilers
23-21 23 23 13 11: Residential Food Induction Cookers
23-21 23 23 13 13: Residential Pasta Cookers
23-21 23 23 13 15: Residential Food Pressure Cookers
23-21 23 23 13 17: Residential Rice Cookers
23-21 23 23 13: Residential Food Cookers
23-21 23 23 15: Residential Crepe Machines
23-21 23 23 17 11: Residential Deep Fryers
23-21 23 23 17 13: Residential Pressure Fryers
23-21 23 23 17: Residential Fryers
23-21 23 23 19: Residential Griddles
23-21 23 23 21 11: Residential Barbecue Grills
23-21 23 23 21 13: Residential Char Broiler Grills
23-21 23 23 21 15: Residential Hot Dog Grills
23-21 23 23 21: Residential Grills
23-21 23 23 23 11: Residential Poacher Kettles
23-21 23 23 23 13: Residential Salmon Kettles
23-21 23 23 23: Residential Kettles
23-21 23 23 25 11: Residential Stoves
23-21 23 23 25 13: Residential Combination Convection Ovens
23-21 23 23 25 15: Residential Convection Ovens
23-21 23 23 25 17: Residential Gas Ovens
23-21 23 23 25 19: Residential Electric Ovens
23-21 23 23 25 21: Residential Microwave Ovens
23-21 23 23 25: Residential Ovens and Stoves
23-21 23 23 27: Residential Rotisseries
23-21 23 23 29 11: Residential High Pressure Food Steamer
23-21 23 23 29: Residential Food Steamers
23-21 23 23 31: Residential Small Specialized Cooking Equipment
23-21 23 23: Residential Food Cooking Equipment
23-21 23 25 11: Residential Electric Dishwashers
23-21 23 25 13: Residential Gas Dishwashers
23-21 23 25: Residential Dishwashers
23-21 23 27 11: Residential Garbage Disposals
23-21 23 27 13 11: Residential Coffee Dispensers
23-21 23 27 13: Residential Garbage Compactors
23-21 23 27: Residential Waste Disposal Units
23-21 23 29 11: Residential Cappuccino or Espresso Dispensers
23-21 23 29 13: Residential Bubbler Dispensers
23-21 23 29 15: Residential Hot Water Dispensers
23-21 23 29: Residential Food and Beverage Dispensing Equipment
23-21 23 31: Residential Water Filter System
23-21 23 33 11 11: Residential Chest Freezers
23-21 23 33 11 13: Residential Sub Zero Freezers
23-21 23 33 11 15: Residential Upright Freezers
23-21 23 33 11: Residential Freezers
23-21 23 33 13 11: Residential Upright Refrigerators
23-21 23 33 13: Residential Refrigerators
23-21 23 33 15: Residential Refrigerator Freezers
23-21 23 33: Residential Refrigerators And Freezers
23-21 23 35 11: Residential Cube Ice Makers
23-21 23 35 13: Residential Ice Dispensers
23-21 23 35: Residential Ice Machines
23-21 23 37 11: Residential Food Mixers
23-21 23 37 13: Residential Food Peelers
23-21 23 37 15: Residential Food Processors
23-21 23 37 17 11: Residential Electric Food Slicers
23-21 23 37 17 13: Residential Mechanical Food Slicers
23-21 23 37 17: Residential Food Slicers
23-21 23 37 19: Residential Food Preparation Tables
23-21 23 37: Residential Food Preparation Equipment
23-21 23 39 11: Residential Bar Stools
23-21 23 39 13: Residential Kitchen and Dining Room Chairs
23-21 23 39 15: Residential Kitchen and Dining Room Tables
23-21 23 39 17 11: Residential Beverage Bars
23-21 23 39 17 13: Residential Bar Equipment
23-21 23 39 17: Residential Bars
23-21 23 39: Residential Kitchen and Dining Room Furniture
23-21 23 41 11: Residential Bottle Racks
23-21 23 41: Residential Food Storage Equipment
23-21 23 43 11: Residential Range Hoods
23-21 23 43 13: Residential Food Ventilation Equipment
23-21 23 43: Residential Cooking Ventilation Equipment
23-21 23 45 11: Residential Clothes Stands
23-21 23 45 13: Residential Clothes Lines
23-21 23 45: Residential Clothes Airers
23-21 23 47: Residential Combination Laundry Washer Dryers
23-21 23 49: Residential Ironing and Pressing Machines
23-21 23 51 11: Residential Electric Laundry Dryers
23-21 23 51 13: Residential Gas Laundry Dryers
23-21 23 51: Residential Laundry Dryers
23-21 23 53 11: Residential Front Loading Laundry Washers
23-21 23 53 13: Residential Side Loading Laundry Washers
23-21 23 53 15: Residential Top Loading Laundry Washers
23-21 23 53: Residential Washing Machines
23-21 25 00: Educational and Cultural Equipment and Furnishings
23-21 25 11 11 11: Fixed Audience Seating
23-21 25 11 11 13 11: Folding Audience Chairs
23-21 25 11 11 13 13: Interlocking Audience Chairs
23-21 25 11 11 13 15: Stacking Audience Chairs
23-21 25 11 11 13: Portable Audience Seating
23-21 25 11 11: Auditorium Seating
23-21 25 11 13 11: Seat Assembly
23-21 25 11 13 13: Table Assembly
23-21 25 11 13 15: Modular Desks
23-21 25 11 13: Classroom Furniture
23-21 25 11 15: Multiple Use Fixed Seating
23-21 25 11 17 11: Portable Stages
23-21 25 11 17 13: Risers
23-21 25 11 17: Platforms
23-21 25 11 19: Language Laboratory Equipment
23-21 25 11: Group Seating
23-21 25 13 11: Acoustical Shells
23-21 25 13 13: Rigging Systems and Controls
23-21 25 13 15: Scenery Docks
23-21 25 13 17: Suspension Systems
23-21 25 13 19: Stage Curtains
23-21 25 13: Theater and Stage Equipment
23-21 25 15 11: Planetarium Projectors
23-21 25 15 13: Planetarium Seating
23-21 25 15: Planetarium Equipment and Furnishings
23-21 25 17 11: Telescopes
23-21 25 17: Observatory Equipment and Furnishings
23-21 25 19 11 11: Pews
23-21 25 19 11 13: Benches
23-21 25 19 11: Religious Seating
23-21 25 19 13 11: Lecterns
23-21 25 19 13 13: Pulpits
23-21 25 19 13 15: Choir Screens
23-21 25 19 13 17: Altars
23-21 25 19 13: Chancel Furnishings
23-21 25 19 15: Baptisteries
23-21 25 19 17: Baptismal Fonts
23-21 25 19 19 11: Organs
23-21 25 19 19 13: Organ Cases
23-21 25 19 19 15: Screens
23-21 25 19 19 17: Bells
23-21 25 19 19 19: Carillons
23-21 25 19 19: Instrumental Equipment
23-21 25 19 21: Synagogue Furniture
23-21 25 19 23: Mosque Furniture
23-21 25 19 25: Temple Furniture
23-21 25 19: Ecclesiastical Equipment and Furnishings
23-21 25 21 11 11: Library Shelving
23-21 25 21 11: Library Stack Systems
23-21 25 21 13: Book Depositories
23-21 25 21 15: Book Theft Protection Equipment
23-21 25 21 17 11: Library Filing Furniture
23-21 25 21 17 13: Library Display Furniture
23-21 25 21 17 15: Study Carrels
23-21 25 21 17: Library Furniture
23-21 25 21: Library and Archive Equipment and Furnishings
23-21 25 23 11 11: Display Cabinets
23-21 25 23 11 13: Display Racks
23-21 25 23 11 15: Display Carousels
23-21 25 23 11: Display Furniture
23-21 25 23 13: Gallery Hanging Systems
23-21 25 23 15: Pedestals
23-21 25 23 17: Retail Cabinets
23-21 25 23 19: Exhibition Stands
23-21 25 23 21: Shell Schemes
23-21 25 23 23: Exhibit Equipment
23-21 25 23: Exhibition Equipment and Furnishings
23-21 27 00: Child Furnishings
23-21 27 11 11: Infant Cradles
23-21 27 11 13: Bassinets
23-21 27 11 15: Infant Beds
23-21 27 11 17: Toddler Beds
23-21 27 11 19: Children Beds
23-21 27 11: Child Beds
23-21 27 13 11: Toddler Cots
23-21 27 13 13: Children Cots
23-21 27 13 15: Cot Carrier
23-21 27 13: Child Cots
23-21 27 15: Child Playpens
23-21 27 17 11: Toddler Benches
23-21 27 17 13: Children Benches
23-21 27 17: Child Benches
23-21 27 19 11: Infant Bathtubs
23-21 27 19 13: Toddler Bathtubs
23-21 27 19 15: Children Bathtubs
23-21 27 19: Child Bathtub
23-21 27 21 11: Child High Chairs
23-21 27 21 13: Child Stools
23-21 27 21: Child Chairs
23-21 27 23: Child Play Panels
23-21 27 25 11: Infant Swings
23-21 27 25 13: Toddler Swings
23-21 27 25: Child Indoor Swings
23-21 27 27: Child Sofas
23-21 27 29 11: Child Carriage Strollers
23-21 27 29 13: Child Multiple Carriage Strollers
23-21 27 29 15: Child Perambulators
23-21 27 29 17: Child Buggies
23-21 27 29: Child Strollers
23-21 27 31 11: Diaper Changing Tables
23-21 27 31: Child Tables
23-21 27 33 11: Child File Cabinets
23-21 27 33 13: Child Kiosks
23-21 27 33 15: Child Shelves
23-21 27 33 17: Child Book Display Units
23-21 27 33 19: Child Card Catalog Units
23-21 27 33 21: Child Cubbies
23-21 27 33: Child Storage Units
23-21 27 35: Child Dressers
23-21 29 00: Athletic and Recreational Equipment
23-21 29 11 11: Tennis Court Windbreakers
23-21 29 11: Athletic or Recreation Screening
23-21 29 13 11: Baseball Field Surfacing
23-21 29 13 13: Multi Purpose Court Surfacing
23-21 29 13 15: Resilient Matting
23-21 29 13 17: Synthetic Grass Surfacing
23-21 29 13 19: Synthetic Running Track Surfacing
23-21 29 13 21: Tennis Court Surfacing
23-21 29 13: Athletic Surfacing
23-21 29 15 11: Bowling Alley Equipment
23-21 29 15 13: Goalposts
23-21 29 15 15: Nets
23-21 29 15 17: Backstops
23-21 29 15 19: Scoreboards
23-21 29 15 21: Time Clocks
23-21 29 15 23: Floor Sockets
23-21 29 15 25 11: Climbing Walls
23-21 29 15 25 13: Climbing Ropes
23-21 29 15 25: Climbing Equipment
23-21 29 15 27: Gymnasium Dividers
23-21 29 15 29: Wall Mats
23-21 29 15 31: Floor Mats
23-21 29 15 33: Referee Platforms
23-21 29 15 35: Athletic Equipment Storage Racks
23-21 29 15: Athletic Equipment
23-21 29 17 11: Climbing Apparatus
23-21 29 17 13 11: Harness Equipment
23-21 29 17 13: Climbing Walls
23-21 29 17 15: Merry Go Rounds
23-21 29 17 17: Playhouse Gardens
23-21 29 17 19: Rope Climbing Equipment
23-21 29 17 21: Sand Tables
23-21 29 17 23: Water Tables
23-21 29 17 25: Sandboxes
23-21 29 17 27 11: Spring, Rocking Equipment
23-21 29 17 27: See Saws
23-21 29 17 29: Slides
23-21 29 17 31 11: Harness Swings
23-21 29 17 31 13: Rope Swings
23-21 29 17 31 15: Tire Swings
23-21 29 17 31 17: Seat Swings
23-21 29 17 31: Swings
23-21 29 17 33: Playground Tunnel
23-21 29 17 35: Play Structures
23-21 29 17: Playground Equipment
23-21 29 19 11: Ping Pong Equipment
23-21 29 19 13: Arcade Machines
23-21 29 19 15: Billiards Equipment
23-21 29 19 17: Sauna Equipment
23-21 29 19 19: Steam Room Equipment
23-21 29 19 21: Shooting Range Equipment
23-21 29 19 23 11: Diving Boards
23-21 29 19 23 13: Starting Blocks
23-21 29 19 23 15: Ladders
23-21 29 19 23: Swimming Pool Equipment
23-21 29 19: Recreational Equipment
23-21 29 21 11: Leisure Whirlpools
23-21 29 21 13: Hot Tubs
23-21 29 21 15: Swimming Pools
23-21 29 21 17: Lap Pools
23-21 29 21: Pools
23-21 29 23 11: Fixed Stadium Seating
23-21 29 23 13: Telescoping Stands
23-21 29 23 15 11: Telescoping Bleachers
23-21 29 23 15: Bleachers
23-21 29 23 17: Telescoping Chair Platforms
23-21 29 23: Spectator Stands
23-21 31 00: Fitness and Exercise Equipment
23-21 31 11 11 11: Multi Station Weight Training Exercise Apparatus
23-21 31 11 11: Weight Training Exercise Apparatus
23-21 31 11: Exercise Apparatus
23-21 31 13 11: Chinning Bars
23-21 31 13 13: Weightlifting Bars
23-21 31 13: Exercise Bars
23-21 31 15 11 11: Adjustable Utility Weightlifting Benches
23-21 31 15 11 13: Decline Weightlifting Benches
23-21 31 15 11 15: Incline Weightlifting Benches
23-21 31 15 11 17: Supine Weightlifting Benches
23-21 31 15 11: Weightlifting Benches
23-21 31 15: Exercise Benches
23-21 31 17 11 11: Raised and Bent Leg Abdominal Exercise Boards
23-21 31 17 11: Abdominal Exercise Boards
23-21 31 17: Exercise Boards
23-21 31 19 11: Abdominal Exercise Machines
23-21 31 19 13: Back Extension Exercise Machines
23-21 31 19 15: Biceps Exercise Machines
23-21 31 19 17: Chest Exercise Machines
23-21 31 19 19: Closed Chain Exercise Machines
23-21 31 19 21 11: Hip Abduction Exercise Machines
23-21 31 19 21 13: Hip Adduction Exercise Machines
23-21 31 19 21: Hip Exercise Machines
23-21 31 19 23 11: Leg Curl Exercise Machines
23-21 31 19 23 13: Leg Extension Exercise Machines
23-21 31 19 23 15: Leg Press Exercise Machines
23-21 31 19 23 17: Leg Press Squat Exercise Machines
23-21 31 19 23 19: Leg Squat Exercise Machines
23-21 31 19 23: Leg Exercise Machines
23-21 31 19 25: Neck Exercise Machines
23-21 31 19 27: Pullover Exercise Machines
23-21 31 19 29: Rotary Shoulder Exercise Machines
23-21 31 19 31: Rowing Exercise Machines
23-21 31 19 33: Shoulder Exercise Machines
23-21 31 19 35: Treadmills
23-21 31 19 37: Triceps Exercise Machines
23-21 31 19 39: Continuous Passive Motion CPM Exercisers
23-21 31 19 41: Ladder Exercisers
23-21 31 19 43: Exercise Platforms
23-21 31 19 45: Ramp Curb Exercisers
23-21 31 19 47: Staircase Exercisers
23-21 31 19 49: Upper and Lower Extremities Exercisers
23-21 31 19 51: Upper Body Exercisers
23-21 31 19: Exercise Machines
23-21 31 21: Exercise Floor Mats
23-21 31 23 11: Triplex Exercise Pulleys
23-21 31 23: Exercise Pulleys
23-21 33 00: Industrial and Manufacturing Equipment and Furnishings
23-21 33 11: Manufacturing Equipment
23-21 33 13 11: Flat Work Surface Furniture
23-21 33 13 13: Work Stations
23-21 33 13: Manufacturing Furniture
23-21 33 15: Shop Equipment
23-21 33 17 11: Shop Work Surfaces
23-21 33 17 13: Shop Storage Fittings
23-21 33 17: Shop Furniture
23-21 35 00: Miscellaneous Equipment and Furnishings
23-21 35 11 11: Darkroom Processing Equipment
23-21 35 11: Darkroom Equipment and Furnishings
23-21 35 13 11: Vending Machines
23-21 35 13: Vending Equipment
23-21 35 15: Ticket Machines
23-21 35 17: Change Machines
23-21 35 19 11: Compressed Air Vehicle Service Equipment
23-21 35 19 13: Fuel Dispensing Equipment
23-21 35 19 15: Vehicle Lubrication Equipment
23-21 35 19 17: Tire Changing Equipment
23-21 35 19 19: Vehicle Washing Equipment
23-21 35 19 21: Vehicle Hoists
23-21 35 19: Vehicle Service Equipment
23-21 35 21 11: Safes
23-21 35 21 13: Safe Deposit Boxes
23-21 35 21 15: Vault Doors
23-21 35 21 17: Day Gates
23-21 35 21 19 11: Gun Ports
23-21 35 21 19: Anti Bandit Screens
23-21 35 21 21 11: Automated Banking Systems
23-21 35 21 21 13: Money Cart Pass Through
23-21 35 21 21 15: Package Transfer Units
23-21 35 21 21 17: Service and Teller Window Units
23-21 35 21 21 19: Teller Equipment Systems
23-21 35 21 21 21: Deal Drawers
23-21 35 21 21: Teller and Service Equipment
23-21 35 21 23: Key Security Cabinets
23-21 35 21 25: Money Handling Equipment
23-21 35 21: Security and Vault Equipment and Furnishings
23-21 35 23 11: Detention Enclosures
23-21 35 23 13: Detention Furnishings and Specialties
23-21 35 23 15: Detention Furniture
23-21 35 23: Detention Equipment and Furnishings
23-21 35 25 11: Milkers
23-21 35 25 13: Stock Feeders
23-21 35 25 15: Stock Waterers
23-21 35 25 17: Waste Clean Up Equipment
23-21 35 25: Agricultural Equipment
23-21 37 00: Furnishings, Ornaments, and Decoration
23-21 37 11 11: Rugs
23-21 37 11 13: Upholstery
23-21 37 11 15: Cushions
23-21 37 11 17: Padding
23-21 37 11 19: Tablecloths
23-21 37 11: Soft Furnishings
23-21 37 13 11 11: Wall Hangings
23-21 37 13 11: Commercial Artwork
23-21 37 13 13: Clocks
23-21 37 13 15: Mirrors
23-21 37 13 17: Interior Ornamental Fountains
23-21 37 13 19: Ornamental Screens
23-21 37 13 21: Decorative Planters
23-21 37 13 23: Decorative Vases
23-21 37 13: Decoration
23-21 39 00: Commercial Washing and Waste Disposal Equipment
23-21 39 11 11: High Pressure Washing Equipment
23-21 39 11: Commercial Washing Equipment
23-21 39 13: Drain Boards
23-21 41 00: Commercial Laundry Equipment
23-21 41 11 11: Commercial Clothes Dryers
23-21 41 11 13: Commercial Clothes Stands
23-21 41 11 15: Commercial Clothes Lines
23-21 41 11: Commercial Clothes Airers
23-21 41 13: Commercial Combination Laundry Washer Dryers
23-21 41 15: Commercial Dry Cleaning Equipment
23-21 41 17 11: Commercial Dry Laundry Detergent Dispensers
23-21 41 17 13: Commercial Liquid Laundry Detergent Dispensers
23-21 41 17 15: Commercial Dryer Sheet Dispensers
23-21 41 17: Commercial Laundry Dispensers
23-21 41 19: Commercial Dry Cleaning Machines
23-21 41 21: Commercial Laundry Extractors
23-21 41 23 11: Commercial Electric Flat Work Ironers
23-21 41 23 13: Commercial Gas Flat Work Ironers
23-21 41 23 15: Commercial Steam Flat Work Ironers
23-21 41 23: Commercial Flat Work Ironers
23-21 41 25: Commercial Ironing and Pressing Machines
23-21 41 27: Commercial Laundry Folding Machines
23-21 41 29: Commercial Laundry Conveyors
23-21 41 31 11: Commercial Electric Laundry Dryers
23-21 41 31 13: Commercial Gas Laundry Dryers
23-21 41 31 15: Commercial Steam Laundry Dryers
23-21 41 31: Commercial Laundry Dryers
23-21 41 33 11: Commercial Electric Laundry Presses
23-21 41 33 13: Commercial Gas Laundry Presses
23-21 41 33 15: Commercial Steam Laundry Presses
23-21 41 33: Commercial Laundry Presses
23-21 41 35: Commercial Laundry Spreader Feeders
23-21 41 37: Commercial Laundry Steam Tunnels
23-21 41 39: Commercial Laundry Tubs
23-21 41 41 11: Commercial Front Loading Laundry Washers
23-21 41 41 13: Commercial Side Loading Laundry Washers
23-21 41 41 15: Commercial Top Loading Laundry Washers
23-21 41 41 17: Commercial Tunnel Laundry Washers
23-21 41 41: Commercial Washing Machines
23-21 43 00: Cleaning Equipment
23-21 43 11 11: Mop Buckets
23-21 43 11 13: Waste Paper Baskets
23-21 43 11: Buckets
23-21 43 13 11: Pressure Cleaners
23-21 43 13 13: Steam Cleaners
23-21 43 13: Cleaners
23-21 43 15 11: Air Freshener Dispensers
23-21 43 15 13: Bathroom Tissue Dispensers
23-21 43 15 15: Cleaning Rag Dispensers
23-21 43 15 17: Facial Tissue Dispensers
23-21 43 15 19: Hand Cleaner Dispensers
23-21 43 15 21: Institutional Soap Dispensers
23-21 43 15 23: Lotion Dispensers
23-21 43 15 25: Paper Towel Dispensers
23-21 43 15 27: Sanitary Goods Dispensers
23-21 43 15 29: Toilet Accessories Dispensers
23-21 43 15 31: Toilet Tissue Dispensers
23-21 43 15 33: Urinal Accessories Dispensers
23-21 43 15: Custodial Dispensers
23-21 43 17: Duct Cleaning Machines
23-21 43 19 11: Floor Burnishers
23-21 43 19 13: Floor Polishers
23-21 43 19 15: Floor Scrapers
23-21 43 19 17: Floor Scrubbers
23-21 43 19 19 11: Carpet Sweepers
23-21 43 19 19: Floor Sweepers
23-21 43 19 21: Floor Washing Machines
23-21 43 19: Floor Cleaning Equipment
23-21 43 21 11 11 11: Centralized Vacuum Cleaning System
23-21 43 21 11 11: Vacuum Cleaning Systems
23-21 43 21 11 13 11: Heavy Duty Tank Vacuum Cleaners
23-21 43 21 11 13 13: Wet Dry Combination Vacuum Cleaners
23-21 43 21 11 13 15: Wet Vacuum Cleaners
23-21 43 21 11 13: Vacuum Cleaners
23-21 43 21 11: Vacuum Cleaning Equipment
23-21 43 21 13: Floor and Wall Cleaning
23-21 43 21 15: Housekeeping Carts
23-21 43 21: Room Cleaning Equipment
23-21 43 23 11: Installed Sanitary Waste Receptacles
23-21 43 23 13: Portable Sanitary Waste Receptacles
23-21 43 23: Sanitary Waste Receptacles
23-21 43 25 11: Mop Sinks
23-21 43 25: Custodial Sinks
23-21 43 27 11: Trash Can Pedestal Washers
23-21 43 27: Custodial Washers
23-21 45 00: Historic Preservation Products
23-21 45 11 11 11: Fine Art Paintings
23-21 45 11 11 13: Fine Art Drawings
23-21 45 11 11 15 11: Fine Art Lithography
23-21 45 11 11 15 13: Fine Art Intaglio
23-21 45 11 11 15 15: Fine Art Prints
23-21 45 11 11 15: Fine Art Printmaking
23-21 45 11 11 17: Fine Art Photography
23-21 45 11 11 19: Fine Art Graphic Designs
23-21 45 11 11 21: Fine Art Illustrations
23-21 45 11 11: Two Dimensional Art
23-21 45 11 13 11: Fine Art Sculpture
23-21 45 11 13 13 11: Fine Art Pottery
23-21 45 11 13 13: Fine Art Ceramics
23-21 45 11 13 15 11: Fine Art Tile
23-21 45 11 13 15: Fine Art Mosaics
23-21 45 11 13 17 11: Fine Art Stained Glass
23-21 45 11 13 17 13: Fine Art Etched Glass
23-21 45 11 13 17: Fine Art Glass
23-21 45 11 13 19 11: Fine Art Decorative Architecture
23-21 45 11 13 19: Fine Art Architecture
23-21 45 11 13 21 11: Fine Art Tapestry
23-21 45 11 13 21: Fine Art Textile
23-21 45 11 13: Three Dimensional Art
23-21 45 11 15 11: Fine Art Film
23-21 45 11 15 13: Fine Art Video
23-21 45 11 15: Four Dimensional Art
23-21 45 11: Fine Art
23-21 45 13 11: Historic Paper Documents
23-21 45 13 13: Historic Velum Documents
23-21 45 13 15: Historic Parchment Documents
23-21 45 13: Historic Documents
23-21 45 15 11: Historic Architectural Models
23-21 45 15 13: Historic Architectural Constructions
23-21 45 15 15: Historic Architectural Designs
23-21 45 15 17: Historic Decorative Architectures
23-21 45 15: Historic Architectural Items
23-21 47 00: Musical Equipment
23-21 47 11 11: Conductor Podium
23-21 47 11 13: Conductor Platform
23-21 47 11: Conductor Equipment
23-21 47 13 11 11: Piano
23-21 47 13 11: String Instrument
23-21 47 13: Musical Instrument
23-23 00 00: Conveying Systems and Material Handling Products
23-23 11 00: Vertical Transportation Equipment
23-23 11 11 11 11: Freight Traction Elevators
23-23 11 11 11 13: Passenger Traction Elevators
23-23 11 11 11 15: Residential Traction Elevators
23-23 11 11 11 17: Service Traction Elevators
23-23 11 11 11: Traction Elevators
23-23 11 11 13 11: Freight Hydraulic Elevators
23-23 11 11 13 13: Passenger Hydraulic Elevators
23-23 11 11 13 15: Residential Hydraulic Elevators
23-23 11 11 13 17: Service Hydraulic Elevators
23-23 11 11 13: Hydraulic Elevators
23-23 11 11 15 11: Pneumatic Passenger Elevators
23-23 11 11 15: Pneumatic Elevators
23-23 11 11 17: Rack and Pinion Elevators
23-23 11 11 19: Elevator Cabs
23-23 11 11 21 11: Elevator Doors
23-23 11 11 21 13: Elevator Controls
23-23 11 11 21: Elevator Equipment and Controls
23-23 11 11 23: Elevator Restoration Products
23-23 11 11: Elevators
23-23 11 13: Escalators
23-23 13 00: Lifting Equipment
23-23 13 11 11: Boom Lifts
23-23 13 11 13: Fork Lifts
23-23 13 11 15: Man Lifts
23-23 13 11 17 11: Installed Patient Lifts
23-23 13 11 17 13: Portable Patient Lifts
23-23 13 11 17: Patient Lifts
23-23 13 11 19 11: Elevating Platform Lifts
23-23 13 11 19 13: Inclined Platform Lifts
23-23 13 11 19 15: Scissor Platform Lifts
23-23 13 11 19: Platform Lifts
23-23 13 11 21: Scaffold Lifts
23-23 13 11 23: Stage Screen Lifts
23-23 13 11 25 11 11: Hydraulic Wheel Chair Rail Lifts
23-23 13 11 25 11 13: Hydraulic Wheel Chair Stair Lifts
23-23 13 11 25 11 15: Hydraulic Wheel Chair Vertical Lifts
23-23 13 11 25 11: Hydraulic Wheel Chair Lifts
23-23 13 11 25 13 11: Mechanical Wheel Chair Rail Lifts
23-23 13 11 25 13 13: Mechanical Wheel Chair Stair Lifts
23-23 13 11 25 13 15: Mechanical Wheel Chair Vertical Lifts
23-23 13 11 25 13: Mechanical Wheel Chair Lifts
23-23 13 11 25: Wheel Chair Lifts
23-23 13 11: Lifts
23-23 15 00: Horizontal Transportation Equipment
23-23 15 11: Moving Walks
23-23 15 13 11: Monorails
23-23 15 13 13: Duorails
23-23 15 13 15: Maglevs
23-23 15 13: People Movers
23-23 15 15: Jetways
23-23 15 17: Transportation Gangways
23-23 17 00: Materials Handling
23-23 17 11 11: Manual Dumbwaiters
23-23 17 11 13: Hydraulic Dumbwaiters
23-23 17 11 15: Traction Dumbwaiters
23-23 17 11: Dumbwaiters
23-23 17 13 11: Automated Document Filing and Retrieval
23-23 17 13 13 11: Guided Vehicle Material Handling
23-23 17 13 13 13: Track Vehicle Material Handling
23-23 17 13 13: Automated Guided Vehicles
23-23 17 13: Material Transport
23-23 17 15 11 11: Conveyor Belts
23-23 17 15 11 13: Conveyor Rollers
23-23 17 15 11: Conveyor Components
23-23 17 15 13: Belt Conveyors
23-23 17 15 15: Bucket Conveyors
23-23 17 15 17: Container Conveyors
23-23 17 15 19: Hopper and Track Conveyors
23-23 17 15 21: Monorail Conveyors
23-23 17 15 23: Oscillating Conveyors
23-23 17 15 25: Pneumatic Conveyors
23-23 17 15 27: Roller Conveyors
23-23 17 15 29: Scoop Conveyors
23-23 17 15 31: Screw Conveyors
23-23 17 15 33: Selective Vertical Conveyors
23-23 17 15 35: Postal Conveyors
23-23 17 15 37 11: Baggage Conveyors
23-23 17 15 37 13: Baggage Dispensing Units
23-23 17 15 37: Baggage Conveying and Dispensing Equipment
23-23 17 15: Conveyors
23-23 17 17 11: Coal Chutes
23-23 17 17 13: Dry Bulk Materials Chutes
23-23 17 17 15: Laundry and Linen Chutes
23-23 17 17 17: Package Chutes
23-23 17 17 19: Refuse Chutes
23-23 17 17: Chutes
23-23 17 19 11: Apron Feeders
23-23 17 19 13: Reciprocating Plate Feeders
23-23 17 19 15: Rotary Airlock Feeders
23-23 17 19 17: Rotary Flow Feeders
23-23 17 19 19: Vibratory Feeders
23-23 17 19: Feeder Equipment
23-23 17 21 11: Pneumatic Tubes
23-23 17 21 13: Pneumatic Tube Controls
23-23 17 21 15: Pneumatic Tube Vacuum Boxes
23-23 17 21 17: Document Conveying Systems
23-23 17 21: Pneumatic Tube Systems
23-23 17 23 11 11 11: Top Running Hydraulic Overhead Cranes
23-23 17 23 11 11 13: Underslung Hydraulic Overhead Cranes
23-23 17 23 11 11: Hydraulic Bridge Cranes
23-23 17 23 11 13: Hydraulic Gantry Cranes
23-23 17 23 11 15: Hydraulic Jib Cranes
23-23 17 23 11 17: Hydraulic Mobile Cranes
23-23 17 23 11 19: Hydraulic Terrain Cranes
23-23 17 23 11 21: Hydraulic Top Running Overhead Cranes
23-23 17 23 11 23: Hydraulic Tower Cranes
23-23 17 23 11 25: Hydraulic Track Cranes
23-23 17 23 11 27: Hydraulic Underslung Overhead Cranes
23-23 17 23 11 29: Hydraulic Workshop Cranes
23-23 17 23 11: Hydraulic Cranes
23-23 17 23 13 11 11: Top Running Mechanical Overhead Cranes
23-23 17 23 13 11 13: Underslung Mechanical Overhead Cranes
23-23 17 23 13 11: Mechanical Bridge Cranes
23-23 17 23 13 13: Mechanical Gantry Cranes
23-23 17 23 13 15: Mechanical Jib Cranes
23-23 17 23 13 17: Mechanical Mobile Cranes
23-23 17 23 13 19: Mechanical Terrain Cranes
23-23 17 23 13 21: Mechanical Top Running Overhead Cranes
23-23 17 23 13 23: Mechanical Tower Cranes
23-23 17 23 13 25: Mechanical Track Cranes
23-23 17 23 13 27: Mechanical Underslung Overhead Cranes
23-23 17 23 13 29: Mechanical Workshop Cranes
23-23 17 23 13: Mechanical Cranes
23-23 17 23 15 11: Electric Bridge Cranes
23-23 17 23 15 13: Top Running Electric Overhead Cranes
23-23 17 23 15 15: Underslung Electric Overhead Cranes
23-23 17 23 15 17: Electric Gantry Cranes
23-23 17 23 15 19: Electric Jib Cranes
23-23 17 23 15 21: Electric Mobile Cranes
23-23 17 23 15 23: Electric Terrain Cranes
23-23 17 23 15 25: Electric Top Running Overhead Cranes
23-23 17 23 15 27: Electric Tower Cranes
23-23 17 23 15 29: Electric Track Cranes
23-23 17 23 15 31: Electric Underslung Overhead Cranes
23-23 17 23 15 33: Electric Workshop Cranes
23-23 17 23 15: Electric Cranes
23-23 17 23: Cranes
23-23 17 25: Derricks
23-23 17 27 11 11: Pneumatic Fixed Hoists
23-23 17 27 11 13: Electric Fixed Hoists
23-23 17 27 11 15: Manual Fixed Hoists
23-23 17 27 11 17: Hydraulic Fixed Hoists
23-23 17 27 11: Fixed Hoists
23-23 17 27 13 11: Pneumatic Trolley Hoists
23-23 17 27 13 13: Electric Trolley Hoists
23-23 17 27 13 15: Manual Trolley Hoists
23-23 17 27 13 17: Hydraulic Trolley Hoists
23-23 17 27 13: Trolley Hoists
23-23 17 27: Hoists
23-23 19 00: Turntables
23-23 19 11: Stage Turntables
23-23 19 13: Exhibit and Display Turntables
23-23 19 15: Vehicular Turntable
23-23 21 00: Parking Systems
23-23 21 11: Car Parking Systems
23-23 23 00: Loading Dock Equipment
23-23 23 11: Loading Dock Bumpers Seals
23-23 23 13 11: Powered Dock Levelers
23-23 23 13 13: Manual Dock Levelers
23-23 23 13 15: Hydraulic Dock Levelers
23-23 23 13: Dock Levelers
23-23 23 15 11: Powered Loading Dock Lifts
23-23 23 15 13: Manual Loading Dock Lifts
23-23 23 15: Loading Dock Lifts
23-23 23 17 11: Portable Loading Dock Ramps
23-23 23 17 13: Portable Loading Dock Bridges
23-23 23 17 15: Portable Loading Dock Platforms
23-23 23 17: Loading Dock Ramps And Bridges
23-23 23 19 11: Inflatable Loading Dock Seals
23-23 23 19 13: Loading Dock Weather Seals
23-23 23 19: Loading Dock Seals
23-23 23 21: Loading Dock Shelters
23-23 23 23 11: Electric Loading Dock Vehicle Restraints
23-23 23 23 13: Electro Magnetic Loading Dock Vehicle Restraints
23-23 23 23 15: Hydraulic Loading Dock Vehicle Restraints
23-23 23 23: Loading Dock Vehicle Restraints
23-23 25 00: Scaffolding
23-23 25 11 11: Beam Suspended Scaffolding
23-23 25 11 13: Carriage Suspended Scaffolding
23-23 25 11 15: Hook Suspended Scaffolding
23-23 25 11: Suspended Scaffolding
23-23 25 13 11: Scaffolding Manual Rope Climbers
23-23 25 13 13: Scaffolding Powered Rope Climbers
23-23 25 13: Scaffolding Rope Climbers
23-23 25 15 11: Electric and Battery Scaffolding Telescoping Platforms
23-23 25 15 13: Pneumatic Scaffolding Telescoping Platforms
23-23 25 15: Scaffolding Telescoping Platforms
23-23 25 17: Powered Scaffolding
23-25 00 00: Medical and Laboratory Equipment
23-25 11 00: Anesthesiology and Respiratory Products
23-25 11 11: Anesthesiology Furnishings
23-25 11 13 11: Anesthesia Carts
23-25 11 13 13: Anesthesia Gas Equipment
23-25 11 13 15: Anesthesia Absorber Units
23-25 11 13 17: Anesthesia Temperature Control Units
23-25 11 13 19: Anesthesia Intrathecal Pumps
23-25 11 13 21: Anesthesia Equipment Calibrators
23-25 11 13 23 11: Anesthesia Inhalation Analgesia Central Gases and Vacuum Units
23-25 11 13 23 13: Anesthesia Inhalation Analgesia Central Vacuum Only Units
23-25 11 13 23: Anesthesia Inhalation Analgesia Units
23-25 11 13 25 11: Apnea Monitors
23-25 11 13 25 13: Arterial Blood Gas Monitors
23-25 11 13 25 15: Carbon Dioxide End Tidal Monitors
23-25 11 13 25 17: Esophageal Motility Recording Units
23-25 11 13 25 19: Esophageal Stethoscopes
23-25 11 13 25 21: Oxygen Analyzers
23-25 11 13 25 23: Oxygen Monitors
23-25 11 13 25 25: Respiratory Monitoring Kits
23-25 11 13 25: Respiratory Monitoring Products
23-25 11 13 27 11: Bedside Pulmonary Function Screeners
23-25 11 13 27 13: Body Plethysmographs
23-25 11 13 27 15 11: Lilly Pneumotachs
23-25 11 13 27 15 13: Fleisch Pneumotachs
23-25 11 13 27 15: Pneumotachs
23-25 11 13 27 17: Pulmonary Calibration Devices
23-25 11 13 27 19: Pulmonary Function Calculators
23-25 11 13 27 21: Pulmonary Function With Computer Analyzers
23-25 11 13 27 23: Pulmonary Gas Analyzers
23-25 11 13 27 25: Pulmonary Gas Monitors
23-25 11 13 27 27: Pulmonary Peak Flowmeters
23-25 11 13 27 29: Pulmonary Pressure Monitors
23-25 11 13 27 31: Pulmonary Ventilation Monitors
23-25 11 13 27 33: Respiratory Temperature Monitors
23-25 11 13 27 35: Sleep Study Monitors
23-25 11 13 27 37 11: Diagnostic Spirometers
23-25 11 13 27 37 13: Monitoring Spirometers
23-25 11 13 27 37 15: Therapeutic Spirometers
23-25 11 13 27 37: Spirometers
23-25 11 13 27: Pulmonary Function Products
23-25 11 13 29 11: Oxygen Concentrators
23-25 11 13 29 13: Oxygen Air Blenders
23-25 11 13 29 15: Oxygen Timers
23-25 11 13 29 17: Oxygen Compressors
23-25 11 13 29 19: Medical Oxygen Head Hoods
23-25 11 13 29 21: Medical Oxygen Aerosol Tents
23-25 11 13 29 23: Medical Hyperbaric Chambers
23-25 11 13 29 25: Medical Inhalators
23-25 11 13 29 27: Oxygen Therapy Delivery Equipment
23-25 11 13 29 29: Medical Oxygen Insufflators
23-25 11 13 29 31: Liquid Oxygen Converters
23-25 11 13 29: Oxygen Delivery Products
23-25 11 13 31 11: Airway Pressure Gages
23-25 11 13 31 13: Pharyngometers
23-25 11 13 31: Airway Management Products
23-25 11 13 33 11: Laryngoscopes
23-25 11 13 33 13: Intubation Benders
23-25 11 13 33 15: Intubation Gauges
23-25 11 13 33 17: Carbon Dioxide Patient Detectors
23-25 11 13 33 19: Intubation Suction Pumps
23-25 11 13 33: Intubation Products
23-25 11 13 35 11: Iron Lungs
23-25 11 13 35 13: Chest Cuirass Products
23-25 11 13 35: Negative Pressure Ventilators
23-25 11 13 37 11: Intermittent Positive Pressure Breathing Ventilator Units
23-25 11 13 37 13: Non Invasive Continuous Positive Air Pressure Ventilator Units
23-25 11 13 37 15: Non Invasive Bi Level Ventilator Units
23-25 11 13 37 17: Transport Ventilators
23-25 11 13 37 19: Adult Intensive Care Ventilators
23-25 11 13 37 21: High Frequency Ventilators
23-25 11 13 37 23: Home Care Ventilators
23-25 11 13 37 25: Positive End Expiratory Pressure Ventilator Valves
23-25 11 13 37 27: Ventilator Water Traps
23-25 11 13 37 29: Ventilator Gas Sampling Ports
23-25 11 13 37 31: Ventilator Heat Exchangers
23-25 11 13 37 33: Ventilator Moisture Exchangers
23-25 11 13 37: Positive Pressure Ventilators
23-25 11 13 39 11: Manual Resuscitators
23-25 11 13 39 13: Pneumatic Resuscitators
23-25 11 13 39 15: Electro Mechanical Resuscitators
23-25 11 13 39: Resuscitation Products
23-25 11 13 41 11: Pleural Cavity Drainage Units
23-25 11 13 41: Lung Fluid Products
23-25 11 13: Anesthesiology Equipment
23-25 11 15 11: Anesthesiology Gas Columns
23-25 11 15: Anesthesiology Prefabricated Structures
23-25 13 00: Audiology Products
23-25 13 11 11 11: Diagnostic Audiometers
23-25 13 11 11 13: Group Screening Audiometers
23-25 13 11 11 15: Middle Ear Impedance Diagnostic Audiometers
23-25 13 11 11: Audiometers
23-25 13 11 13: Audiometric Bone Vibrators
23-25 13 11 15: Middle Ear Analyzers
23-25 13 11 17: Auditory Function Screening Units
23-25 13 11 19: Auditory Test Graphic Recorders
23-25 13 11 21 11: Evoked Potential Auditory Analyzers
23-25 13 11 21: Auditory Analyzers
23-25 13 11 23: Ear Fenestrometers
23-25 13 11 25: Electrocochleographs
23-25 13 11 27: Hearing Aides
23-25 13 11 29: Hearing Aid Analyzers
23-25 13 11 31: Tinnitus Analyzers
23-25 13 11 33: Toynbee Diagnostic Tubes
23-25 13 11 35: Tympanometers
23-25 13 11: Audiology Equipment
23-25 13 13 11: Audio Booths
23-25 13 13 13 11: Definitive Test Double Wall Audio Booths
23-25 13 13 13: Double Wall Audio Booths
23-25 13 13 15: Single Wall Audio Booths
23-25 13 13 17: Acoustic Hearing Test Chambers
23-25 13 13: Audiology Prefabricated Structures
23-25 15 00: Autopsy and Postmortem Products
23-25 15 11 11 11: Cadaver Cabinet Refrigerators
23-25 15 11 11 13: Cadaver Freezers
23-25 15 11 11 15: Cadaver Refrigerated Rooms
23-25 15 11 11 17: Cadaver Refrigerators
23-25 15 11 11 19: Cadaver Walk In Refrigerators
23-25 15 11 11: Postmortem Refrigerators and Freezers
23-25 15 11 13 11: Autopsy Body Boards
23-25 15 11 13 13: Autopsy Dissecting Tank Tables
23-25 15 11 13 15: Autopsy Head Rests
23-25 15 11 13 17: Autopsy Sinks
23-25 15 11 13 19: Mobile Autopsy Tables
23-25 15 11 13 21: Stationary Autopsy Tables
23-25 15 11 13: Autopsy Tables
23-25 15 11 15: Embalming Sinks
23-25 15 11: Autopsy and Postmortem Furnishings
23-25 15 13 11 11: Cadaver Electric Lifts
23-25 15 13 11 13: Cadaver Hydraulic Lifts
23-25 15 13 11 15: Cadaver Scissor Lift Trolleys
23-25 15 13 11: Cadaver Lifts
23-25 15 13 13 11: Autopsy Fluid Collection Vacuum Aspirators
23-25 15 13 13 13: Autopsy Hanging Scales
23-25 15 13 13 15: Autopsy Saws
23-25 15 13 13 17: Bone Dust Collectors
23-25 15 13 13: Autopsy Equipment
23-25 15 13 15 11: Autopsy Carts
23-25 15 13 15 13: Body Transport Containers
23-25 15 13 15 15: Cadaver Carriers
23-25 15 13 15 17: Cadaver Lifter Or Transfer Devices
23-25 15 13 15 19: Cadaver Storage Cabinets
23-25 15 13 15 21: Cadaver Storage Racks
23-25 15 13 15 23: Cadaver Trays
23-25 15 13 15: Cadaver Transport And Storage Products
23-25 15 13: Autopsy and Postmortem Equipment
23-25 15 15 11 11: Autopsy Grossing Workstations
23-25 15 15 11 13: Embalming Workstations
23-25 15 15 11 15: Autopsy Down Draft Workstations
23-25 15 15 11: Autopsy Workstations
23-25 15 15: Autopsy and Postmortem Prefabricated Structures
23-25 15 17: Autopsy and Postmortem Devices
23-25 17 00: Dental Products
23-25 17 11 11 11: Mobile Dental Cabinets
23-25 17 11 11 13: Dental Operating Stool
23-25 17 11 11: Dental Cabinets
23-25 17 11 13: Dental Examination Chairs
23-25 17 11 15: Dental Stools
23-25 17 11 17: Dental Cabinets
23-25 17 11 19: Dental Tables
23-25 17 11 21: Dental Combination Furniture Sets
23-25 17 11 23: Dental Impression Water Baths
23-25 17 11 25 11: Dental Fiber Optic Lights
23-25 17 11 25 13: Dental Operating Illumination Sets
23-25 17 11 25 15: Dental Operating Light Tripods
23-25 17 11 25 17: General Dental Lights
23-25 17 11 25: Dental Lighting Products
23-25 17 11: Dental Furnishings
23-25 17 13 11 11: Dental Burnout Laboratory Furnaces
23-25 17 13 11 13: Porcelain Glazing Laboratory Furnaces
23-25 17 13 11 15: Vacuum Porcelain Furnaces
23-25 17 13 11: Dental Furnaces
23-25 17 13 13 11: Dental Acrylic Floor Standing Fume Hoods
23-25 17 13 13 13: Dental Fishmouth Hoods
23-25 17 13 13 15: Dental Splash Hoods
23-25 17 13 13 17: Dental Splash Hoods with Shield
23-25 17 13 13: Dental Specialized Hoods
23-25 17 13 15 01: Calcium Hydroxide Placement Tools
23-25 17 13 15 03: Composite Placement Tools
23-25 17 13 15 05: Crown Or Bridge Removers
23-25 17 13 15 07: Dental Amalgam Carvers
23-25 17 13 15 09: Dental Amalgamator
23-25 17 13 15 11: Dental Anesthesia Sets
23-25 17 13 15 13: Dental Bur Holders
23-25 17 13 15 15: Dental Burnishers
23-25 17 13 15 17: Dental Burs
23-25 17 13 15 19: Dental Calipers
23-25 17 13 15 21: Dental Cryosurgical Units
23-25 17 13 15 23: Dental Dehydrators
23-25 17 13 15 25: Dental Depth Gauges
23-25 17 13 15 27: Dental Drills
23-25 17 13 15 29: Dental Elevators
23-25 17 13 15 31: Dental Excavators
23-25 17 13 15 33: Dental Expanders
23-25 17 13 15 35: Dental Filler Contouring Instruments
23-25 17 13 15 37: Dental Fracture Detecting Tools
23-25 17 13 15 39: Dental Gages
23-25 17 13 15 41: Dental Guides
23-25 17 13 15 43: Dental Heat Carriers
23-25 17 13 15 45: Dental Hygiene Instruments
23-25 17 13 15 47: Dental Instrument Cassettes
23-25 17 13 15 49: Dental Instrument Sharpening Equipment
23-25 17 13 15 51: Dental Instrument Trays
23-25 17 13 15 53: Dental Instruments Mats
23-25 17 13 15 55: Dental Lasers
23-25 17 13 15 57: Dental Mallets
23-25 17 13 15 59: Dental Mixing Slabs
23-25 17 13 15 61: Dental Nippers
23-25 17 13 15 63: Dental Operative Brushes
23-25 17 13 15 65: Dental Oral Suction Devices
23-25 17 13 15 67: Dental Pin Benders
23-25 17 13 15 69: Dental Pin Drivers
23-25 17 13 15 71: Dental Placement Instruments
23-25 17 13 15 73: Dental Pulp Testers
23-25 17 13 15 75: Dental Reamers
23-25 17 13 15 77: Dental Retraction Cord Packing Instruments
23-25 17 13 15 79: Dental Retractors
23-25 17 13 15 81: Dental Saliva Ejectors
23-25 17 13 15 83: Dental Scalers
23-25 17 13 15 85: Dental Spreaders
23-25 17 13 15 87: Dental Tooth Separators
23-25 17 13 15 89: Dental Vitality Testers
23-25 17 13 15 91: Dentoscopes
23-25 17 13 15 93: Intraoral Lights
23-25 17 13 15 95: Pneumatic Dental Chisels
23-25 17 13 15 97: Temporomandibular Joint (TMJ) Dental Videoscopes
23-25 17 13 15: Dental Procedure Products
23-25 17 13 17 11: Dental Blow Out Tanks
23-25 17 13 17 13: Dental Curing Tanks
23-25 17 13 17 15: Dental Washout Blow Out Tanks
23-25 17 13 17: Dental Tanks
23-25 17 13 19 11: Dental Combination Grinding and Polishing Machines
23-25 17 13 19 13: Dental Grinding Machines
23-25 17 13 19 15: Dental Polishing Machines
23-25 17 13 19: Dental Polishing and Grinding Machines
23-25 17 13 21 11: Cephalometric Radiographic Fluoroscopic Units
23-25 17 13 21 13: Dental Film Processors
23-25 17 13 21 15: Dental Radioactive Tracers
23-25 17 13 21 17 11: Panographic Cephalo Dental Radiographic Fluoroscopic Units
23-25 17 13 21 17 13: Panographic Dental Radiographic Fluoroscopic Units
23-25 17 13 21 17: Dental Radiographic Fluoroscopic Units
23-25 17 13 21 19: Dental Radiography Film Analyzers
23-25 17 13 21 21: Dental Radiology Film Hangers
23-25 17 13 21 23: Dental Radiology Film Holders
23-25 17 13 21 25: Dental Radiology Film Mounts
23-25 17 13 21 27: Dental X Ray Duplicators
23-25 17 13 21 29: Dental X Ray Units
23-25 17 13 21 31: Dental X Ray Viewers
23-25 17 13 21: Dental Imaging Products
23-25 17 13 23 11: Dental Steam Cleaners
23-25 17 13 23: Dental Sterilization Products
23-25 17 13 25 11: Dental Air Abrasion Units
23-25 17 13 25 13: Dental Burners
23-25 17 13 25 15: Dental Casting Machines
23-25 17 13 25 17 11: 2 Stage Dental Curing Units
23-25 17 13 25 17 13: 3 Stage Dental Curing Units
23-25 17 13 25 17: Dental Curing Units
23-25 17 13 25 19: Dental Dust Collectors
23-25 17 13 25 21: Dental Gold Platers
23-25 17 13 25 23: Dental Lathes
23-25 17 13 25 25: Dental Model Trimmers
23-25 17 13 25 27: Dental Models
23-25 17 13 25 29: Dental Plaster Traps
23-25 17 13 25 31 11: Dental Visible Light Resin Curing Units
23-25 17 13 25 31: Dental Resin Curing Units
23-25 17 13 25 33: Dental Resins Processing Units
23-25 17 13 25 35: Dental Sandblasters
23-25 17 13 25 37: Dental Soldering Machines
23-25 17 13 25 39: Dental Torches
23-25 17 13 25 41: Dental Vacuum Units
23-25 17 13 25 43: Dental Vibrators
23-25 17 13 25 45: Dental Waxing Units
23-25 17 13 25: Dental Laboratory Products
23-25 17 13: Dental Equipment
23-25 17 15 11 11: Dental Lab Die Trimming Workcenters
23-25 17 15 11 13: Dental Lab Equipment Workcenters
23-25 17 15 11 15: Dental Lab Metal Grinding Workcenters
23-25 17 15 11 17: Dental Lab Microblasting Workcenters
23-25 17 15 11 19: Dental Lab Plaster Workcenters
23-25 17 15 11 21: Dental Lab Polishing Workcenters
23-25 17 15 11 23: Dental Lab Surveying and Milling Workcenters
23-25 17 15 11: Dental Lab Workcenters
23-25 17 15: Dental Prefabricated Structures
23-25 19 00: Dermatology Products
23-25 19 11: Dermatology Furnishings
23-25 19 13 11 11: Phototherapy Air Circulators
23-25 19 13 11 13: Phototherapy Blankets
23-25 19 13 11 15: Phototherapy Light Mats
23-25 19 13 11 17: Phototherapy Patient Protection Devices
23-25 19 13 11 19: Phototherapy Power Units
23-25 19 13 11 21: Phototherapy Warmer Beds
23-25 19 13 11: Phototherapy Products
23-25 19 13: Dermatology Equipment
23-25 19 15 11: Ultraviolet Treatment Booths
23-25 19 15 13: Hand and Foot Ultraviolet Treatment Booths
23-25 19 15: Dermatology Prefabricated Structures
23-25 19 17: Dermatology Devices
23-25 21 00: Emergency Trauma and Intensive Care Products
23-25 21 11 11: Catheter Storage Cabinets
23-25 21 11: Emergency Trauma and Intensive Furnishings
23-25 21 13 11: Emergency Carts
23-25 21 13 13 11: Air Evacuation Stretchers
23-25 21 13 13 13: Ambulance Cots
23-25 21 13 13 15: Anti Shock Garments
23-25 21 13 13 17: Basket Stretchers
23-25 21 13 13 19: Scoop Stretchers
23-25 21 13 13 21: Spine Boards
23-25 21 13 13 23: Water Rescue Tubes
23-25 21 13 13: Emergency Transportation Products
23-25 21 13 15 11: Emergency Laryngoscope Kits
23-25 21 13 15 13: Emergency Oropharyngeal Airway Devices
23-25 21 13 15 15: Emergency Suction Units
23-25 21 13 15 17: Emergency Tracheal Tube Kits
23-25 21 13 15: Emergency Airway Management Products
23-25 21 13 17 11: Emergency Dental Kits
23-25 21 13 17 13: Emergency First Aid Kits
23-25 21 13 17 15: Emergency Fracture Kits
23-25 21 13 17 17: Emergency Intravenous IV Kits
23-25 21 13 17 19: Emergency Medical First Response Kits
23-25 21 13 17 21: Emergency Medical Technician Kits
23-25 21 13 17 23: Emergency Obstetrics Kits
23-25 21 13 17 25: Emergency Resuscitation Kits
23-25 21 13 17 27: Emergency Services Trauma Kits
23-25 21 13 17 29: Emergency Ventriculostomy Kits
23-25 21 13 17: Emergency Kits
23-25 21 13 19 11 11: Acute Care Defibrillators
23-25 21 13 19 11 13: Acute Care Defibrillator With Monitors
23-25 21 13 19 11 15: Automatic Defibrillators
23-25 21 13 19 11 17: Defibrillator with Cardioscopes
23-25 21 13 19 11 19: Portable Defibrillators
23-25 21 13 19 11: Diefibrillators
23-25 21 13 19 13: Defibrillator Analyzers
23-25 21 13 19 15: Emergency Aspirators
23-25 21 13 19 17 11: Emergency Manual Resuscitators
23-25 21 13 19 17 13: Emergency Pulmonary Resuscitators
23-25 21 13 19 17 15: Emergency Oxygen Powered Resuscitators
23-25 21 13 19 17: Emergency Resuscitators
23-25 21 13 19: Emergency Resuscitation Products
23-25 21 13 21 11: Acute Care Fetal Monitoring Units
23-25 21 13 21 13: Acute Care Maternal Monitoring Units
23-25 21 13 21 15: Cardiac Output Monitoring Units
23-25 21 13 21 17: Intracranial Pressure Monitoring Units
23-25 21 13 21 19: Multiparameter Vital Sign Units
23-25 21 13 21: Acute Care Monitoring Units
23-25 21 13: Emergency Trauma and Intensive Equipment
23-25 21 15 11: Intensive Care Unit Prefabricated Service Columns
23-25 21 15 13: Trauma Workcenters
23-25 21 15: Emergency Trauma and Intensive Prefabricated Structures
23-25 23 00: Endocrinology Products
23-25 23 11 11: Dialysis Chairs
23-25 23 11 13: Dialysis Tables
23-25 23 11: Endocrinology Furnishings
23-25 23 13 11 11: Continuous Ambulatory Peritoneal Dialysis Transfer Units
23-25 23 13 11 13: Dialysis Boxes
23-25 23 13 11 15: Pheresis Units
23-25 23 13 11 17 11: Hollow Peritoneal Dialysis Units
23-25 23 13 11 17: Peritoneal Dialysis Units
23-25 23 13 11: Peritoneal Dialysis Products
23-25 23 13 13 11: Hemodialysis Blood Oxygen Demand Units
23-25 23 13 13 13: Hemodialysis Conductivity Meters
23-25 23 13 13 15: Hemodialysis Filters
23-25 23 13 13 17: Hemodialysis Level Detectors
23-25 23 13 13 19: Hemodialysis Pressure Pumps
23-25 23 13 13 21: Hemodialysis Reprocessing Units
23-25 23 13 13 23: Hemodialysis Tanks
23-25 23 13 13 25: Hemodialysis Unit Arterial Pressure Monitors
23-25 23 13 13 27: Hemodialysis Unit Blood Pumps
23-25 23 13 13 29: Hemodialysis Unit Heparin Infusion Pumps
23-25 23 13 13 31: Hemodialysis Unit Single Pass Converters
23-25 23 13 13 33: Hemodialysis Unit Stands
23-25 23 13 13 35: Hemodialysis Unit Temperature Monitors
23-25 23 13 13 37: Hemodialysis Unit Test Equipment
23-25 23 13 13 39: Hemodialysis Units
23-25 23 13 13 41: Hemodialysis Warming Baths
23-25 23 13 13: Hemodialysis Products
23-25 23 13 15 11: Continuous Arteriovenous Dialysis Units
23-25 23 13 15 13: Continuous Arteriovenous Hemofiltration Units
23-25 23 13 15 15: Continuous Venovenous Hemodialysis Units
23-25 23 13 15 17: Continuous Venovenous Hemofiltration Units
23-25 23 13 15 19: Renal Dialysis Cartridge Flushing Units
23-25 23 13 15 21: Slow Continuous Ultrafiltration Units
23-25 23 13 15: Continuous Renal Replacement Therapy Products
23-25 23 13: Endocrinology Equipment
23-25 23 15: Endocrinology Prefabricated Structures
23-25 25 00: Gastroenterology and Hepatology Products
23-25 25 11 11: Proctology Examination Tables
23-25 25 11 13 11: Endoscope Storage Cabinets
23-25 25 11 13 13: Endoscope Wall Hangers
23-25 25 11 13 15: Endoscopic Procedure Carts
23-25 25 11 13: Urological Procedure Table
23-25 25 11: Gastroenterology Furnishings
23-25 25 13: Gastroenterology Equipment
23-25 25 15: Gastroenterology Prefabricated Structures
23-25 25 17: Gastroenterology Devices
23-25 27 00: General Internal Medicine Products
23-25 27 11 11 11: Intravenous Equipment Hangers
23-25 27 11 11 13: Intravenous Infusion Gravity Systems Mounted Racks
23-25 27 11 11 15: Intravenous Infusion Gravity Systems Mounted Tracks
23-25 27 11 11 17: Intravenous Line Poles
23-25 27 11 11 19: Intravenous Line Stands
23-25 27 11 11 21: Intravenous Wheelchair Poles
23-25 27 11 11: Intravenous Transport Products
23-25 27 11: General Internal Medicine Furnishings
23-25 27 13 11 11 11: Basic Fiberoptic Endoscopy Carts
23-25 27 13 11 11 13: Fiberoptic Endoscopy Carts With Video Accessories
23-25 27 13 11 11 15: Fiberoptic Endoscopy Carts With Video Accessories And Information Management
23-25 27 13 11 11: Fiberoptic Endoscopy Carts
23-25 27 13 11 13 11: Video Endoscopy Carts CCD Scope And Information Management
23-25 27 13 11 13: Video Endoscopy Carts
23-25 27 13 11: Endoscopy Carts
23-25 27 13 13 11: General Use Intravenous Pumps
23-25 27 13 13 13: Intravenous Infusion Pump Analyzers
23-25 27 13 13 15: Intravenous Infusion Pump Sensors
23-25 27 13 13 17: Intravenous Infusion Pump Transducers
23-25 27 13 13 19: Intravenous Syringe Pumps
23-25 27 13 13 21: Multichannel Intravenous Pumps
23-25 27 13 13: Intravenous Pump Products
23-25 27 13 15 11: Cystometry Transducers
23-25 27 13 15 13: Urethral Sound Sets
23-25 27 13 15 15: Urethral Stone Remover Sets
23-25 27 13 15 17: Urodynamic Catheters
23-25 27 13 15 19: Urological Percolators
23-25 27 13 15: Urological Products
23-25 27 13 17 11: Rigid Endoscopes
23-25 27 13 17 13: Flexible Endoscopes
23-25 27 13 17 15: Cystourethroscopes
23-25 27 13 17 17: Resectoscopes
23-25 27 13 17 19: Laparoscopes
23-25 27 13 17 21: Laparoscopic Telescopes
23-25 27 13 17 23: Cystoscopes
23-25 27 13 17 25: Endoscopic Sphincterotomes
23-25 27 13 17 27 11: Combination Duodenoscope and Choledochoscopes
23-25 27 13 17 27 13: Therapeutic Duodenoscopes
23-25 27 13 17 27 15: Fiberoptic Therapeutic Duodenoscopes
23-25 27 13 17 27 17: Video Therapeutic Duodenoscopes
23-25 27 13 17 27: Duodenoscopes
23-25 27 13 17 29: Esophagoscopes
23-25 27 13 17 31: Endoscopic Equipment Sets
23-25 27 13 17 33: Endoscopic Heater Probe Units
23-25 27 13 17 35: Endoscopic Imaging Equipment
23-25 27 13 17 37: Endoscopic Insufflation Units
23-25 27 13 17 39: Endoscopic Distention Units
23-25 27 13 17 41: Endoscopic Printers
23-25 27 13 17 43: Endoscopic Video Cameras
23-25 27 13 17 45: Endoscopic Recorders
23-25 27 13 17 47 11: Therapeutic Fiberoptic Enteroscopes
23-25 27 13 17 47 13: Therapeutic Video Enteroscopes
23-25 27 13 17 47: Enteroscopes
23-25 27 13 17: Endoscopes Products
23-25 27 13 19 11: Therapeutic Fiberoptic Gastroscopes
23-25 27 13 19 13: Therapeutic Video Gastroscopes
23-25 27 13 19: Gastroscope Products
23-25 27 13 21 11: Therapeutic Sigmoidoscopes
23-25 27 13 21 13: Fiberoptic Therapeutic Sigmoidoscopes
23-25 27 13 21 15: Video Therapeutic Sigmoidoscopes
23-25 27 13 21: Sigmoidoscope Products
23-25 27 13 23 11: Mobile Colonoscope System With Accessories
23-25 27 13 23 13 11: Fiberoptic Therapeutic Colonoscopes
23-25 27 13 23 13 13: Video Therapeutic Colonoscopes
23-25 27 13 23 13: Therapeutic Colonoscopes
23-25 27 13 23: Colonoscopy Products
23-25 27 13: General Internal Medicine Equipment
23-25 27 15: General Internal Medicine Prefabricated Structures
23-25 29 00: Therapeutic and Physical Therapy Products
23-25 29 11 11 11 11: Body Hydrotherapy Baths
23-25 29 11 11 11 13: Burn Hydrotherapy Baths
23-25 29 11 11 11 15: Burn Hydrotherapy With Lift Baths
23-25 29 11 11 11 17: Hydrotherapy With Elevating Tub Baths
23-25 29 11 11 11 19: Sitting Hydrotherapy Baths
23-25 29 11 11 11: Hydrotherapy Baths
23-25 29 11 11 13: Therapeutic Refrigerated Circulating Water Baths
23-25 29 11 11: Therapeutic Baths
23-25 29 11 13 11: Chiropractic Tables
23-25 29 11 13 13: Therapeutic Massage Tables
23-25 29 11 13 15: Traction Physical Therapy Tables
23-25 29 11 13: Therapeutic Tables
23-25 29 11: Therapeutic and Physical Therapy Furnishings
23-25 29 13 11 11: Traction Appliances Carts
23-25 29 13 11: Physical Therapy Traction Equipment
23-25 29 13 13 11: Balance Beams
23-25 29 13 13 13: Therapeutic Exercise Balance Boards
23-25 29 13 13 15: Therapeutic Exercise Balance Bolsters
23-25 29 13 13 17: Therapeutic Exercise Balance Rockers
23-25 29 13 13 19: Therapeutic Exercise Climbing Equipment
23-25 29 13 13 21: Therapeutic Exercise Continuous Passive Motion CPM Equipment
23-25 29 13 13 23: Therapeutic Exercise Skates
23-25 29 13 13 25: Therapeutic Exercise Free Weights
23-25 29 13 13 27: Therapeutic Lung Exercisers
23-25 29 13 13 29: Therapeutic Exercise Mats
23-25 29 13 13 31: Therapeutic Exercise Platforms
23-25 29 13 13 33: Therapeutic Exercise Pulleys
23-25 29 13 13 35: Therapeutic Exercise Resistive Equipment
23-25 29 13 13 37: Therapeutic Exercise Skateboards
23-25 29 13 13 39: Therapeutic Exercise Therapeutic Balls
23-25 29 13 13 41: Therapeutic Exercise Treadmills
23-25 29 13 13 43: Therapeutic Exercise Vestibular Motion Equipment
23-25 29 13 13 45: Therapeutic Exercise Weight Belts
23-25 29 13 13 47: Therapeutic Exercise Weight Machines
23-25 29 13 13 49: Therapeutic Exercise Wrist Exercisers
23-25 29 13 13: Therapeutic Exercise Equipment
23-25 29 13 15 11: Gait Training Bars
23-25 29 13 15 13: Gait Training Bikes
23-25 29 13 15 15: Gait Training Parallel Bars
23-25 29 13 15 17: Gait Training Ramps
23-25 29 13 15 19: Gait Training Stairs
23-25 29 13 15 21: Gait Training Walkers
23-25 29 13 15: Gait Training Products
23-25 29 13 17 11: Electrotherapy Combination Units
23-25 29 13 17 13: Galvanic Stimulators
23-25 29 13 17 15: Faradic Stimulators
23-25 29 13 17 17 11: Multi Channel Neuromuscular Stimulators
23-25 29 13 17 17 13: interferential Neuromuscular Stimulators
23-25 29 13 17 17 15: Portable Neuromuscular Stimulators
23-25 29 13 17 17: Neuromuscular Stimulators
23-25 29 13 17 19: Therapeutic Short Wave Diathermy Units
23-25 29 13 17 21: Transcutaneous Electric Nerve Stimulation Units
23-25 29 13 17: Electrotherapy Equipment
23-25 29 13 19 11: Therapeutic Cold Storage Chilling Units
23-25 29 13 19 13: Therapeutic Heat Lamps
23-25 29 13 19 15: Therapeutic Hydrocollators
23-25 29 13 19 17: Therapeutic Combination Heating Cooling Units
23-25 29 13 19 19: Therapeutic Cooling Blankets
23-25 29 13 19 21: Therapeutic Cooling Drapes
23-25 29 13 19 23: Therapeutic Cooling Units
23-25 29 13 19 25: Therapeutic Cryo Compression Equipment
23-25 29 13 19 27: Therapeutic Heating Blankets
23-25 29 13 19 29: Therapeutic Heating Drapes
23-25 29 13 19 31: Therapeutic Heating Units
23-25 29 13 19 33: Therapeutic Paraffin Baths
23-25 29 13 19: Heat Cold Therapy Products
23-25 29 13 21 11: Extremity Hydrotherapy Baths
23-25 29 13 21 13: Extremity Hydrotherapy Tanks
23-25 29 13 21 15: Full Body Immersion Hydrotherapy Baths
23-25 29 13 21 17: Full Body Immersion Hydrotherapy Tanks
23-25 29 13 21 19: Hydrotherapy Bath Chairs
23-25 29 13 21: Hydrotherapy Products
23-25 29 13 23 11: Combination Hyperthermia and Hypothermia Units
23-25 29 13 23 13: Hyperthermia Units
23-25 29 13 23 15: Hypothermia Units
23-25 29 13 23 17: Mobile Combination Hyperthermia and Hypothermia Units
23-25 29 13 23 19: Mobile Hyperthermia Units
23-25 29 13 23 21: Mobile Hypothermia Units
23-25 29 13 23: Hypothermia and Hyperthermia Units
23-25 29 13: Therapeutic and Physical Therapy Equipment
23-25 29 15 11: Nourishment Stations
23-25 29 15: Health Exercise and Physical Therapy Prefabricated Structures
23-25 31 00: Hematology Products
23-25 31 11 11 11: Blood Bank Refrigerators
23-25 31 11 11 13 11: Double Compartment Blood Freezers
23-25 31 11 11 13 13: Blood Plasma Freezers
23-25 31 11 11 13: Blood Freezers
23-25 31 11 11 15: Dry Tissue Freezers
23-25 31 11 11 17: Plasma Storage Freezers
23-25 31 11 11: Blood Refrigerators and Freezers
23-25 31 11 13 11: Serology Water Baths
23-25 31 11 13 13: Tissue Processing Water Baths
23-25 31 11 13: Hematology Baths
23-25 31 11 15 11: Paraffin Block Cabinets
23-25 31 11 15: Hematology Cabinets
23-25 31 11: Hematology Furnishings
23-25 31 13 11 11: Blood Lead Analyzers
23-25 31 13 11 13 11: Discrete BUN Analyzers
23-25 31 13 11 13: BUN Analyzers
23-25 31 13 11 15: PH Blood Gas Analyzers
23-25 31 13 11 17: Blood Typing Centrifuges
23-25 31 13 11: Hematology Analyzers
23-25 31 13 13 11: Blood Conservation Equipment
23-25 31 13 13 13: Blood Containers
23-25 31 13 13 15: Blood Transfusion Equipment
23-25 31 13 13 17: Blood Warming and Transfusion Equipment
23-25 31 13 13 19: Blood Warming Equipment
23-25 31 13 13 21: Blood Waste Collection Equipment
23-25 31 13 13: Blood And Transfusion Products
23-25 31 13: Hematology Equipment
23-25 31 15 11: Blood Bank Workcenters
23-25 31 15 13: Hematology Workcenters
23-25 31 15: Hematology Prefabricated Structures
23-25 33 00: Medical Gas Products
23-25 33 11: Medical Air Pressure Control Cabinets
23-25 33 13: Medical Gas Alarm Modules
23-25 33 15: Medical Gas Cylinder Carts
23-25 33 17: Medical Gas Cylinder Stands
23-25 33 19: Medical Gas Delivery Columns
23-25 33 21: Medical Gas Filtering Equipment
23-25 33 23: Medical Gas Manifolds
23-25 33 25: Medical Gas Outlets
23-25 33 27: Medical Gas Service Tracks
23-25 33 29: Medical Gas Shutoff Valves
23-25 33 31: Medical Gas Treatment Equipment
23-25 33 33: Medical Gas Valve Boxes
23-25 35 00: Nursing Products
23-25 35 11 11: Freestanding Nursing Table Bath and Showers
23-25 35 11: Nursing Furnishings
23-25 35 13 11 11: Nurse Communication Modules
23-25 35 13 11 13: Nurse Intercoms
23-25 35 13 11 15: Nurse Room Control Equipment
23-25 35 13 11 17: Nurse Room Control Exit Monitors
23-25 35 13 11: Nursing Station Telecommunications Equipment
23-25 35 13: Nursing Equipment
23-25 35 15 11: Nurse Stations
23-25 35 15: Nursing Prefabricated Structures
23-25 37 00: Obstetrics and Gynecology Products
23-25 37 11 11 11: Birthing Beds
23-25 37 11 11 13: Electric Birthing Beds
23-25 37 11 11: Obstetrics and Gynecology Beds
23-25 37 11 13 11: Beast Biopsy Tables
23-25 37 11 13 13: Gynecological Exam Tables
23-25 37 11 13 15: Obstetrical Examination Tables
23-25 37 11 13: Obstetrics and Gynecology Tables
23-25 37 11: Obstetrics and Gynecology Furnishings
23-25 37 13 11 11: Fetal Monitoring Carts
23-25 37 13 11: Obstetrics and Gynecology Carts
23-25 37 13 13 11: Minimally Invasive Breast Biopsy Premium Loading Units
23-25 37 13 13 13: Minimally Invasive Breast Biopsy Vacuum Units
23-25 37 13 13: Breast Biopsy Products
23-25 37 13: Obstetrics and Gynecology Equipment
23-25 37 15: Obstetrics and Gynecology Prefabricated Structures
23-25 39 00: Ophthalmology Products
23-25 39 11 11 11: Ophthalmologic Instrument Tables
23-25 39 11 11: Ophthalmology Tables
23-25 39 11 13 11: Lens Measuring Instrument Cabinets
23-25 39 11 13: Ophthalmology Cabinets
23-25 39 11: Ophthalmology Furnishings
23-25 39 13 11 101: Viewing Stands For Vision Acuity Testing
23-25 39 13 11 103: Vision Testing Stereoscopes
23-25 39 13 11 11: Autorefractors
23-25 39 13 11 13: Binocular Vision Test Sets
23-25 39 13 11 15: Chart Projectors
23-25 39 13 11 17: Color Perception Testing Lanterns
23-25 39 13 11 19: Combination Refractor Keratometers
23-25 39 13 11 21: Contact Lens Gonioscope
23-25 39 13 11 23: Corneal Topographers
23-25 39 13 11 25: Corneal Topography Units
23-25 39 13 11 27: Depth Perception Units
23-25 39 13 11 29: Electronystagmographs
23-25 39 13 11 31: Electroretinogram Systems
23-25 39 13 11 33: Exophthalmometers
23-25 39 13 11 35: Eye Occluders
23-25 39 13 11 37: Keratometer Ophthalmometers
23-25 39 13 11 39: Keratoscopes
23-25 39 13 11 41: Ophthalmic Colorimeters
23-25 39 13 11 43: Ophthalmic Distometers
23-25 39 13 11 45: Ophthalmic Drums
23-25 39 13 11 47: Ophthalmic Euthyscopes
23-25 39 13 11 49: Ophthalmic Eye Test Lenses
23-25 39 13 11 51: Ophthalmic Instrument Pads
23-25 39 13 11 53: Ophthalmic Instrument Tables
23-25 39 13 11 55: Ophthalmic Lens Holders
23-25 39 13 11 57 11: Ophthalmic Soft Contract Lensometers
23-25 39 13 11 57: Ophthalmic Lensometers
23-25 39 13 11 59: Ophthalmic Perimeters
23-25 39 13 11 61: Ophthalmic Photometers
23-25 39 13 11 63: Ophthalmic Prisms
23-25 39 13 11 65: Ophthalmic Retinoscope Accessories
23-25 39 13 11 67: Ophthalmic Retinoscopes
23-25 39 13 11 69: Ophthalmic Slit Lamps
23-25 39 13 11 71: Ophthalmic Spectrophotometers
23-25 39 13 11 73: Ophthalmic Speculas
23-25 39 13 11 75 11: Ophthalmic Applanation Tonometers
23-25 39 13 11 75 13: Ophthalmic Noncontact Tonometers
23-25 39 13 11 75: Ophthalmic Tonometers
23-25 39 13 11 77: Ophthalmic Transilluminators
23-25 39 13 11 79: Ophthalmic Visual Field Plotters
23-25 39 13 11 81: Ophthalmic Visual Function Analyzers
23-25 39 13 11 83: Ophthalmic Visuometers
23-25 39 13 11 85: Ophthalmodynamometers
23-25 39 13 11 87: Ophthalmometers
23-25 39 13 11 89: Opthalmometer Base Plates
23-25 39 13 11 91 11: Ultrasound Pachymeters
23-25 39 13 11 91 13: Corneal Ultrasound Pachymeters
23-25 39 13 11 91: Pachymeters
23-25 39 13 11 93: Phoropter Units
23-25 39 13 11 95: Pseudoisochromatic Plate Sets
23-25 39 13 11 97: Tachistoscopes
23-25 39 13 11 99: Tangent Screens
23-25 39 13 11: Ophthalmic Diagnostic Exam Products
23-25 39 13 13 11 11: Lens Edging Automatic Beveling Machines
23-25 39 13 13 11 13: Lens Edging Automatic Machines
23-25 39 13 13 11: Lens Edging Machines
23-25 39 13 13 13 11: Dual Fiber Photocoagulation Ophthalmic Lasers
23-25 39 13 13 13 13: Ophthalmic Laser With Ophthalmoscopes
23-25 39 13 13 13 15: Ophthalmic Laser With Slit Lamps
23-25 39 13 13 13 17: Semiconductor Diode Ophthalmic Lasers
23-25 39 13 13 13: Ophthalmic Lasers
23-25 39 13 13 15: Phacofragmentation (Cusa) Units
23-25 39 13 13: Ophthalmic Equipment
23-25 39 13 15 11: Amniocentesis Kits
23-25 39 13 15 13: Obstetrical Extraction Units
23-25 39 13 15 15: Gynecology Drainage Kits
23-25 39 13 15: Obstetrical And Gynecological Kits
23-25 39 13: Ophthalmology Equipment
23-25 39 15: Ophthalmology Prefabricated Structures
23-25 41 00: Orthopedics Products
23-25 41 11 11 11: Medical Casting Tables
23-25 41 11 11 13: Orthopedic Operating Tables
23-25 41 11 11 15: Orthopedic Fracture Operating Tables
23-25 41 11 11: Orthopedics Tables
23-25 41 11 13 11: Plaster Sinks
23-25 41 11 13: Orthopedics Sinks
23-25 41 11: Orthopedics Furnishings
23-25 41 13 11 11: Plaster Carts
23-25 41 13 11: Orthopedics Carts
23-25 41 13: Orthopedics Equipment
23-25 41 15 11 11: Broken Arm Casting Machines
23-25 41 15 11 13: Cast Carts
23-25 41 15 11 15: Cast Cutters
23-25 41 15 11 17: Cast Impression Trays
23-25 41 15 11 19: Cast Saws
23-25 41 15 11 21: Cast Stands
23-25 41 15 11 23: Cast Vacuum Units
23-25 41 15 11 25: Casting Induction Machines
23-25 41 15 11 27: Casting Machine Guards
23-25 41 15 11 29: Chrome Cobalt Casting Machines
23-25 41 15 11: Casting Equipment And Products
23-25 41 15 13 11: Mobile Traction Carts
23-25 41 15 13 13: Orthopedic Traction Weights
23-25 41 15 13 15: Orthopedic Upper Limb Appliances
23-25 41 15 13: Orthopedic Traction Products
23-25 41 15: Orthopedic And Prosthetic And Sports Medicine Products
23-25 41 17: Orthopedics Prefabricated Structures
23-25 43 00: Otolaryngology Products
23-25 43 11: Otolaryngology Furnishings
23-25 43 13 11 11: Nasal Bleeding Control Devices
23-25 43 13 11 13: Nasal Flowmeters
23-25 43 13 11 15: Nasal Irrigation Devices
23-25 43 13 11 17: Olfactometers
23-25 43 13 11 19: Rhinoanemometers
23-25 43 13 11: Nasal Equipment
23-25 43 13 13 11: Gustometers
23-25 43 13 13: Taste Equipment
23-25 43 13 15 11: Earmold Equipment
23-25 43 13 15: Ear Equipment
23-25 43 13: Otolaryngology Equipment
23-25 43 15: Otolaryngology Prefabricated Structures
23-25 45 00: Patient Care Products
23-25 45 11 11 11: Electric Patient Beds
23-25 45 11 11 13: Electric Special Care Patient Beds
23-25 45 11 11 15: Hospital Bedside Rails
23-25 45 11 11 17: Hospital Head Boards
23-25 45 11 11: Patient Beds
23-25 45 11 13 11: Hospital Bed Mattresses
23-25 45 11 13 13: Medical Pressure Reduction Mattresses
23-25 45 11 13: Medical Mattresses
23-25 45 11 15: Patient Baths
23-25 45 11 17 11: Free Standing Patient Showers
23-25 45 11 17 13: Patient’s Combination Toilets
23-25 45 11 17: Patient Showers
23-25 45 11 19 11: Hospital Recliners
23-25 45 11 19 13: Patient Chairs
23-25 45 11 19: Patient Seating
23-25 45 11 21 11: Physically Challenged Multifunctional Mobility Devices
23-25 45 11 21 13: Physically Challenged Positioning Devices
23-25 45 11 21 15: Physically Challenged Standing Aids
23-25 45 11 21 17: Physically Challenged Whole Body Sliding Devices
23-25 45 11 21 19: Physically Challenged Whole Body Turning Devices
23-25 45 11 21 21: Rollators
23-25 45 11 21 23: Walkers
23-25 45 11 21: Physically Challenged Transport Equipment
23-25 45 11 23 11: Physically Challenged Bath Chairs
23-25 45 11 23 13: Physically Challenged Bath Lifts
23-25 45 11 23 15: Physically Challenged Bath Safety Rails
23-25 45 11 23 17: Physically Challenged Bathboards
23-25 45 11 23 19: Physically Challenged Shower Seats
23-25 45 11 23 21: Physically Challenged Showers
23-25 45 11 23 23: Physically Challenged Sitz Baths
23-25 45 11 23: Physically Challenged Baths and Showers
23-25 45 11 25 11: Physically Challenged Toilet Arm Supports
23-25 45 11 25 13: Physically Challenged Toilet Frames
23-25 45 11 25 15: Physically Challenged Toilet Grab Bars
23-25 45 11 25 17: Physically Challenged Toilet Seat Lifters
23-25 45 11 25 19: Physically Challenged Toilet Seats
23-25 45 11 25 21: Physically Challenged Toilets
23-25 45 11 25: Physically Challenged Baths and Showers
23-25 45 11: Patient Care Furnishings
23-25 45 13: Patient Care Equipment
23-25 45 15: Patient Care Prefabricated Structures
23-25 47 00: Patient Clinical Diagnostic Products
23-25 47 11 11 11: Patient Cubicle Curtain Tracks
23-25 47 11 11 13: Patient Cubicle Curtains
23-25 47 11 11 15: Patient Cubicle Screens
23-25 47 11 11: Privacy Screens
23-25 47 11 13 11: Examination Treatment Tables
23-25 47 11 13 13: Medical Procedure Tables
23-25 47 11 13 15: Minor Surgical Tables
23-25 47 11 13 17: Treatment Tables
23-25 47 11 13: Patient Clinical Diagnostic Tables
23-25 47 11 15 11: Clinic Sinks
23-25 47 11 15 13: Clinic Scrub Sinks
23-25 47 11 15: Patient Clinical Diagnostic Sinks
23-25 47 11 17 11: Patient Records Shelving Units
23-25 47 11 17: Patient Clinical Diagnostic Storage Products
23-25 47 11 19 11: Clinical Examination Chairs
23-25 47 11 19 13: Physician Stools
23-25 47 11 19: Patient Clinical Diagnostic Seating
23-25 47 11 21 11: Exam Room Cabinets
23-25 47 11 21 13: Pass Through Specimen Cabinets
23-25 47 11 21 15: Treatment Cabinets
23-25 47 11 21: Patient Clinical Diagnostic Cabinets
23-25 47 11 23 11: Medical Facility Monitor Ceiling Arms
23-25 47 11 23 13: Medical Facility Monitor Wall Arms
23-25 47 11 23: Patient Clinical Diagnostic Monitor Arms
23-25 47 11: Patient Clinical Diagnostic Furnishings
23-25 47 13 11 11: Aneroid Blood Pressure Units
23-25 47 13 11 13: Aneroid Sphygmomanometers
23-25 47 13 11 15: Blood Pressure Recording Units
23-25 47 13 11 17: Electronic Blood Pressure Units
23-25 47 13 11 19: Mercury Blood Pressure Units
23-25 47 13 11 21: Sphygmomanometers
23-25 47 13 11: Blood Pressure Units And Related Products
23-25 47 13 13 11 11: Multiple Channel Electrocardiograph Units
23-25 47 13 13 11 13: Single Channel Electrocardiograph Units
23-25 47 13 13 11: Electrocardiography Units
23-25 47 13 13 13: Electrocardiography Cable Lead Testers
23-25 47 13 13 15: Electrocardiography Graphic Recorders
23-25 47 13 13 17: Electrocardiography Monitors
23-25 47 13 13 19: Electrocardiography Unit Analyzers
23-25 47 13 13 21: Long Term Continuous Electrocardiography Monitoring Units
23-25 47 13 13 23: Electrocardiography Transmitters
23-25 47 13 13: Electrocardiography EKG Units And Related Products
23-25 47 13 15 11: Co Oximeters
23-25 47 13 15 13: Pulse Oximeter Cables
23-25 47 13 15 15: Pulse Oximeter Probes
23-25 47 13 15 17: Pulse Oximeter Sensors
23-25 47 13 15 19: Pulse Oximeter Units
23-25 47 13 15: Pulse Dosimeters Products
23-25 47 13 17 11: Angioscopes
23-25 47 13 17 13: Anoscopes
23-25 47 13 17 15 11: Direct Binocular Ophthalmoscopes
23-25 47 13 17 15 13: Indirect Binocular Ophthalmoscopes
23-25 47 13 17 15: Binocular Ophthalmoscopes
23-25 47 13 17 17: Body Composition Analyzer
23-25 47 13 17 19: Bronchoscopes
23-25 47 13 17 21: Colposcopes
23-25 47 13 17 23: Dermatoscopes
23-25 47 13 17 25: Electroencephalograph EEG
23-25 47 13 17 27: Electromyographs
23-25 47 13 17 29: Electronic Stethoscopes
23-25 47 13 17 31 11: Adult Fiberoptic Bronchoscopes
23-25 47 13 17 31 13: Adult Large Channel Fiberoptic Bronchoscopes
23-25 47 13 17 31 15: Adult Slim Casing Fiberoptic Bronchoscopes
23-25 47 13 17 31 17: Examination Fiberoptic Bronchoscopes
23-25 47 13 17 31 19: Pediatric Fiberoptic Bronchoscopes
23-25 47 13 17 31 21: Therapeutic Fiberoptic Bronchoscopes
23-25 47 13 17 31: Fiberoptic Bronchoscopes
23-25 47 13 17 33: Goniometers
23-25 47 13 17 35: Hand Held Vascular Dopplers
23-25 47 13 17 37: Mechanical Stethoscopes
23-25 47 13 17 39: Nasopharyngoscopes
23-25 47 13 17 41: Neurological Discriminators
23-25 47 13 17 43: Neurological Sensors
23-25 47 13 17 45: Ophthalmoscopes
23-25 47 13 17 47: Otoscopes
23-25 47 13 17 49: Patient Thermoregulators
23-25 47 13 17 51: Proctoscopes
23-25 47 13 17 53: Stethoscopic Phonocardiographs
23-25 47 13 17 55: Therapeutic Bronchoscopes
23-25 47 13 17 57: Vaginoscopes
23-25 47 13 17: Medical Exam Diagnostic Products
23-25 47 13 19 11: Diaper Weight Scales
23-25 47 13 19 13: Infant Scales
23-25 47 13 19 15: Patient Bed Scales
23-25 47 13 19 17: Patient Chair Scales
23-25 47 13 19 19: Patient Floor Scales
23-25 47 13 19 21: Patient Sling Scales
23-25 47 13 19 23: Patient Table Scales
23-25 47 13 19 25: Wheelchair Platform Scales
23-25 47 13 19: Patient Weight Scales
23-25 47 13 21 11: Amino Acid Analyzers
23-25 47 13 21 13: Bilirubinometers
23-25 47 13 21 15: Blood Bank Analyzers
23-25 47 13 21 17: Blood Gas Analyzers
23-25 47 13 21 19: Blood Chemistry Analyzers
23-25 47 13 21 21: Chemistry Analyzers
23-25 47 13 21 23 11: Automatic Coagulation Analyzers
23-25 47 13 21 23 13: Fibrometers
23-25 47 13 21 23: Coagulation Analyzers
23-25 47 13 21 25: Deoxyribonucleic Sequence Analyzers
23-25 47 13 21 27: Toxicology Analyzers
23-25 47 13 21 29 11: Differential Hematology Analyzers
23-25 47 13 21 29: Hematology Analyzers
23-25 47 13 21 31: Histology Analyzers
23-25 47 13 21 33: Breath Hydrogen Analyzers
23-25 47 13 21 35: Immunology Analyzers
23-25 47 13 21 37: Microbiology Analyzers
23-25 47 13 21 39: Protein Analyzers
23-25 47 13 21 41: Radioisotopic Analyzers
23-25 47 13 21 43 11: Advanced Urinalysis Analyzers
23-25 47 13 21 43 13: Basic Urinalysis Analyzers
23-25 47 13 21 43: Urinalysis Analyzers
23-25 47 13 21 45: Glucose Analyzers
23-25 47 13 21 47: Drug Screening Chemistry Analyzers
23-25 47 13 21 49: High Capacity Strat Chemistry Analyzers
23-25 47 13 21 51: Multichannel Chemistry Analyzer
23-25 47 13 21 53: Stat Chemistry Analyzers
23-25 47 13 21 55 11: Advanced Enzyme Immuni Assay Analysis Units
23-25 47 13 21 55 13: Basic Enzyme Immuni Assay Analysis Units
23-25 47 13 21 55 15: Plate Washer Enzyme Immuni Assay Analysis Units
23-25 47 13 21 55 17: Hemoglobinometers
23-25 47 13 21 55: Enzyme Immuni Assay Analysis Units
23-25 47 13 21: Patient Clinical Diagnostic Analyzers
23-25 47 13 23 11: Cholesterol Meters
23-25 47 13 23 13: Cholesterol Monitors
23-25 47 13 23 15: Glucose Meters
23-25 47 13 23 17: Glucose Monitors
23-25 47 13 23: Patient Clinical Testing Products
23-25 47 13: Patient Clinical Diagnostic Equipment
23-25 47 15 11: Exam Work Centers
23-25 47 15 13: Gross Pathology Stations
23-25 47 15 15: Hospital equipment power columns
23-25 47 15 17: Medical Preparation Work Centers
23-25 47 15: Patient Clinical Diagnostic Prefabricated Structures
23-25 49 00: Patient Transportation and Lifting Equipment
23-25 49 11 11: Patient Transport Trolleys
23-25 49 11 13: Patient Gurneys
23-25 49 11 15: Geriatric Chairs
23-25 49 11 17: Patient Transport Incubators
23-25 49 11 19: Patient Scooters
23-25 49 11 21 11: Cadaver Transport Stretchers
23-25 49 11 21 13: Labor Recover Stretchers
23-25 49 11 21 15: MRI Compatible Stretchers
23-25 49 11 21 17: Surgical Recovery Stretchers
23-25 49 11 21: Patient Stretchers
23-25 49 11 23 11: Tapered Head Mobile Stretchers
23-25 49 11 23 13: 9 Position Mobile Stretchers
23-25 49 11 23: Patient Mobile Stretchers
23-25 49 11 25 11: Electric Wheelchairs
23-25 49 11 25 13: Manual Wheelchairs
23-25 49 11 25: Wheelchairs
23-25 49 11 27: Patient Shifting Boards
23-25 49 11 29: Patient Transfer Mats
23-25 49 11: Patient transport products
23-25 49 13 11: Patient Scissor Lifts
23-25 49 13 13: Clinical Hydraulic Lifts
23-25 49 13 15: Patient Suspended Seats
23-25 49 13 17: Patient Suspended Slings
23-25 49 13 19: Patient Ceiling Hoists
23-25 49 13 21 11: Patient Hoists
23-25 49 13 21: Clinical Infant Slings
23-25 49 13: Patient lifts
23-25 51 00: Pediatrics Products
23-25 51 11 11 11: Pediatric Bassinets
23-25 51 11 11 13: Pediatric Beds
23-25 51 11 11 15: Pediatric Cribs
23-25 51 11 11 17: Pediatric Examination Tables
23-25 51 11 11 19: Pediatric Incubators
23-25 51 11 11 21: Pediatric Infant Positioning Cradles
23-25 51 11 11 23: Pediatric Infant Warmers
23-25 51 11 11: Pediatric Beds
23-25 51 11: Pediatrics Furnishings
23-25 51 13 11 11: Pediatric Intensive Care Ventilators
23-25 51 13 11 13: Infant Intensive Care Ventilators
23-25 51 13 11: Pediatrics Ventilators
23-25 51 13: Pediatrics Equipment
23-25 51 15 11: Infant Prefabricated Service Columns
23-25 51 15: Pediatrics Prefabricated Structures
23-25 53 00: Pharmacology Products
23-25 53 11 11: Pharmacy Shelving Units
23-25 53 11 13 11: Medicine Cabinets
23-25 53 11 13 13 11: Narcotic Cabinets With Safe
23-25 53 11 13 13: Narcotic Cabinets
23-25 53 11 13: Pharmacology Cabinets
23-25 53 11: Pharmacology Furnishings
23-25 53 13 11 11: Medication Carts
23-25 53 13 11 13: Unit Dose Medication Carts
23-25 53 13 11: Pharmacology Carts
23-25 53 13 13 11: Tablet Crushers
23-25 53 13 13 13: Tablet Crusher Dispensers
23-25 53 13 13 15: Tablet Cutters
23-25 53 13 13: Tablet Products
23-25 53 13: Pharmacology Equipment
23-25 53 15 11: Pharmacy Stations
23-25 53 15: Pharmacology Prefabricated Structures
23-25 55 00: Psychiatric and Psychology Products
23-25 55 11 11 11: Psychiatric Patient Showers
23-25 55 11 11 13: Psychiatric Platform Bed Without Visible Legs
23-25 55 11 11 15: Psychiatric Platform Beds
23-25 55 11 11 17: Psychiatric Platform Beds
23-25 55 11 11: Psychiatric Beds
23-25 55 11: Psychiatric and Psychology Furnishings
23-25 55 13: Psychiatric and Psychology Equipment
23-25 55 15: Psychiatric and Psychology Prefabricated Structures
23-25 57 00: Sterilization Medical Products
23-25 57 11 11: Chemical Sterilizers
23-25 57 11 13: Dry Heat Sterilizers
23-25 57 11 15: Filter Sterilizers
23-25 57 11 17: Gas Sterilizers
23-25 57 11 19: Glass Bead Sterilizers
23-25 57 11 21: Hot Air Sterilizers
23-25 57 11 23: Needle Sterilizers
23-25 57 11 25: Powered Instrument Cleaning Devices
23-25 57 11 27: Radiation Sterilizers
23-25 57 11 29: Sanitizer Heaters
23-25 57 11 31: Steam Autoclaves
23-25 57 11 33: Steam Sterilizers
23-25 57 11 35: Sterilization Cabinets
23-25 57 11 37: Sterilization Lamps
23-25 57 11 39: Sterilization Water Recovery Equipment
23-25 57 11 41: Double Chamber Ultrasonic Cleaners
23-25 57 11 43: Single Chamber Ultrasonic Cleaners
23-25 57 11: Sterilizer Equipment
23-25 59 00: Surgical Products
23-25 59 11 11 11: Surgical Bedside Rails
23-25 59 11 11: Surgical Beds
23-25 59 11 13 11: Surgeon Scrub Sinks
23-25 59 11 13 13: Surgeon’s Instrument Sinks
23-25 59 11 13: Surgical Sinks
23-25 59 11 15 11: Surgical Instrument Tables
23-25 59 11 15 13: Spinal Operating Tables
23-25 59 11 15 15: Surgical Operating Tables
23-25 59 11 15 17: Straddle Instrument Tables
23-25 59 11 15 19: Medical Dressing Instrument Tables
23-25 59 11 15 21: Cesarean Section Patient Procedure Tables
23-25 59 11 15 23: Delivery Room Patient Procedure Tables
23-25 59 11 15 25: Surgical Instrument Tables
23-25 59 11 15 27: Operating Room Patient Fracture Tables
23-25 59 11 15 29: Operating Room Patient Procedure Tables
23-25 59 11 15 31: Surgical Equipment Stands
23-25 59 11 15: Surgical Tables
23-25 59 11 17 11: Surgeon Stools
23-25 59 11 17 13: Rolling Surgeons Stools
23-25 59 11 17 15: Surgical Step Stools
23-25 59 11 17: Surgical Seating
23-25 59 11 19 11: Surgical Instrument Cabinets
23-25 59 11 19: Surgical Cabinets
23-25 59 11: Surgical Furnishings
23-25 59 13 11 11: Sterilizable Loading Carts
23-25 59 13 11 13: Surgical Case Carts
23-25 59 13 11 15: Surgical Dressing Carts
23-25 59 13 11 17: Operating Room Case Carts
23-25 59 13 11: Surgical Carts
23-25 59 13 13 11: Heart And Lung Machines
23-25 59 13 13 13: Intraaortic Balloon Pumps
23-25 59 13 13 15: Intracardiac Suction Devices
23-25 59 13 13 17: Perfusion Blood Parameter Monitors
23-25 59 13 13 19: Perfusion Bubble Traps
23-25 59 13 13 21: Perfusion Cardioplegia Sets
23-25 59 13 13 23: Perfusion Cardiotomy Reservoirs
23-25 59 13 13 25: Perfusion Centrifugal Equipment
23-25 59 13 13 27: Perfusion Heaters
23-25 59 13 13 29: Perfusion Coolers
23-25 59 13 13 31: Perfusion Dual Heater And Cooler Units
23-25 59 13 13 33: Perfusion Haemoconcentrators
23-25 59 13 13 35: Perfusion Oxygen Saturation Monitors
23-25 59 13 13 37: Perfusion Oxygenators
23-25 59 13 13 39: Perfusion Pump Heads
23-25 59 13 13 41: Perfusion Venous Reservoirs
23-25 59 13 13 43: Ventricular Assist Devices
23-25 59 13 13 45: Perfusion Pumps
23-25 59 13 13 47: Cardiovascular Reservoirs
23-25 59 13 13 49: Surgical Coronary Artery Blowers
23-25 59 13 13 51: Surgical Coronary Artery Misters
23-25 59 13 13: Cardiovascular Products
23-25 59 13 15 11: Surgical Basin Stands
23-25 59 13 15 13: Cryosurgery Equipment
23-25 59 13 15 15: Electrocautery Equipment
23-25 59 13 15 17: Ophthalmic Irrigation Equipment
23-25 59 13 15 19: Ophthalmic Surgery Phacoemulsification Equipment
23-25 59 13 15 21: Ophthalmic Surgery Extrusion Equipment
23-25 59 13 15 23: Surgical Irrigation Pumps
23-25 59 13 15 25: Pulsed Lavage Units With Suction
23-25 59 13 15 27: Pulsed Lavage Units With Out Suction
23-25 59 13 15 29 11: CO2 Surgical Lasers
23-25 59 13 15 29 13: KTP Surgical Lasers
23-25 59 13 15 29: Surgical Lasers
23-25 59 13 15 31 11: Extracorporeal Lithotripters
23-25 59 13 15 31 13: Ultrasound Lithotripters
23-25 59 13 15 31: Surgical Lithotripters
23-25 59 13 15 33: Surgical Microscopes
23-25 59 13 15 35: Surgical Magnifiers
23-25 59 13 15 37: Surgical Pneumatic Tourniquets
23-25 59 13 15 39: Surgical Electric Tourniquets
23-25 59 13 15 41 11: General Purpose Aspirator Pressure Units
23-25 59 13 15 41 13: Low Pressure High Volume Suction Chest and Abdomen Aspirators
23-25 59 13 15 41 15: Low Pressure Low Volume Suction Surgical Aspirators
23-25 59 13 15 41 17: Mobile Uterine Aspirators
23-25 59 13 15 41: Surgical Aspirators
23-25 59 13 15 43: Surgical Urological Tables
23-25 59 13 15 45: Vitreo Retinal Fragmatome Surgery Equipment
23-25 59 13 15 47: Microsurgery Equipment
23-25 59 13 15 49: Operating Room Medication Dispensers
23-25 59 13 15 51: Surgical Dermatomes
23-25 59 13 15 53: Surgical Dermabraders
23-25 59 13 15 55: Surgical Dermameshers
23-25 59 13 15 57: Surgical Pneumatic Saws
23-25 59 13 15 59: Surgical Pneumatic Drills
23-25 59 13 15 61: Surgical Power Pin Drivers
23-25 59 13 15 63: Surgical Power Saws
23-25 59 13 15 65: Surgical Power Drills
23-25 59 13 15 67: Surgical Power Pin Drivers
23-25 59 13 15 69: Surgical Reamers
23-25 59 13 15 71: Surgical Shavers
23-25 59 13 15 73 11: Dual Output Electrosurgical Units
23-25 59 13 15 73 13: Endoscopy Electrosurgical Units
23-25 59 13 15 73 15: Monopolar Electrosurgical Units
23-25 59 13 15 73 17: Unblended Mobile Electrosurgical Units
23-25 59 13 15 73: Electrosurgical Units
23-25 59 13 15: Surgical Equipment
23-25 59 13 17 11: Surgical Operating Room Lighting Fixtures
23-25 59 13 17: Surgical Lighting Fixtures
23-25 59 13 19 11: Surgical Basin Sets
23-25 59 13 19 13: Surgical Bone Cement Mixing Equipment
23-25 59 13 19 15: Surgical Suction Canisters
23-25 59 13 19 17: Surgical Glove Drying Or Powdering Equipment
23-25 59 13 19 19: Surgical Fluid Decanting Devices
23-25 59 13 19: Surgical Support Products
23-25 59 13: Surgical Equipment
23-25 59 15 11: Surgical Prefabricated Service Columns
23-25 59 15: Surgical Prefabricated Structures
23-25 61 00: Veterinary and Animal Products
23-25 61 11 11 11: Veterinary Operating Tables
23-25 61 11 11 13: Postmortem Animal Dissection Tables
23-25 61 11 11 15: Necropsy Tables
23-25 61 11 11 17: Veterinary Surgical Tables
23-25 61 11 11: Veterinary Tables
23-25 61 11 13 11: Animal Cage Washing Sinks
23-25 61 11 13: Veterinary Sinks
23-25 61 11 15: Veterinary Storage Chests
23-25 61 11: Veterinary and Animal Furnishings
23-25 61 13 11 10: Cage Washers
23-25 61 13 11 11: Small Animal Laboratory Cages
23-25 61 13 11 13: Large Animal Laboratory Cages
23-25 61 13 11 15 11: Intensive Care Large Animal Mobile Kennels
23-25 61 13 11 15: Large Animal Mobile Kennels
23-25 61 13 11 17 11: Intensive Care Small Animal Mobile Kennels
23-25 61 13 11 17: Small Animal Mobile Kennels
23-25 61 13 11 19: Aquaria Equipment
23-25 61 13 11 21: Animal Catching Devices
23-25 61 13 11 23: Fish Aeration Systems
23-25 61 13 11: Animal Containment Products
23-25 61 13: Veterinary and Animal Equipment
23-25 61 15 11: Veterinary Blood Pressure Testers
23-25 61 15 13: Veterinary Kymograph Testers
23-25 61 15 15: Veterinary Pyrogenic Testers
23-25 61 15 17: Veterinary Stereotoxic Equipment
23-25 61 15 19: Veterinary Electrocardiographs ECG
23-25 61 15: Veterinary Equipment
23-25 61 17: Veterinary and Animal Prefabricated Structures
23-25 63 00: X Ray and Imagery Products
23-25 63 11 11 11: Film Processing Sinks
23-25 63 11 11 13 11: Lead Lined With Decay Storage Sinks
23-25 63 11 11 13: Lead Lined Sinks
23-25 63 11 11: X Ray and Imagery Sinks
23-25 63 11 13 11: X Ray Protective Screens
23-25 63 11 13 13: Radiofrequency Proective Screens
23-25 63 11 13 15: Radiological Shielding Apron Racks
23-25 63 11 13 17: Portable Radioactive Materials Containers
23-25 63 11 13 19: Radiological Shielding Freestanding Screens
23-25 63 11 13 21: Radiological Shielding Wall
23-25 63 11 13 23: Radiological Shielding Ceiling Panels
23-25 63 11 13 25: Radiological Shielding Floor Installed Panels
23-25 63 11 13: X Ray and Imagery Protective Barriers
23-25 63 11 15 11: Lead Lined Storage Cabinets
23-25 63 11 15 13: Photographic Slides Storage Cabinets
23-25 63 11 15: X Ray and Imagery Storage Units
23-25 63 11: X Ray and Imagery Furnishings
23-25 63 13 11 11: Radium Transport Carts
23-25 63 13 11: X Ray and Imagery Carts
23-25 63 13 13 11: Computed Tomography CT Complete Stationary Units
23-25 63 13 13 13: Computed Tomography CT Mobile Units
23-25 63 13 13 15: Computed Tomography CT Van Units
23-25 63 13 13 17: Computed Tomography CT Consoles
23-25 63 13 13 19: Computed Tomography CT Power Conditioners
23-25 63 13 13 21: Computed Tomography CT Tables
23-25 63 13 13 23: Computed Tomography CT Chairs
23-25 63 13 13 25: Computed Tomography CAT Complete Stationary Units
23-25 63 13 13 27: Computed Tomography CAT Mobile Units
23-25 63 13 13 29: Computed Tomography CAT Transportable Units
23-25 63 13 13 31: Computed Tomography CAT Van Units
23-25 63 13 13 33: Computed Tomography CAT Consoles
23-25 63 13 13 35: Computed Tomography CAT Power Conditioners
23-25 63 13 13 37: Computed Tomography CAT Tables
23-25 63 13 13 39: Computed Tomography CAT Chairs
23-25 63 13 13 41 11: Body Computerized Tomography Phantoms
23-25 63 13 13 41 13: Head Computerized Tomography Phantoms
23-25 63 13 13 41 15: Performance Computerized Tomography Phantoms
23-25 63 13 13 41: Computerized Tomography Phantoms
23-25 63 13 13 43: Computed Tomography CT Radiotherapy Simulators
23-25 63 13 13 45: Computed Tomography CAT Radiotherapy Simulators
23-25 63 13 13: Computed Tomography CT and CAT Products
23-25 63 13 15 11: Medical Magnetic Resonance Imaging Complete Stationary Unit Installation
23-25 63 13 15 13: Medical Magnetic Resonance Imaging Mobile Units
23-25 63 13 15 15: Medical Magnetic Resonance Imaging Transportable Units
23-25 63 13 15 17: Medical Magnetic Resonance Imaging Van Units
23-25 63 13 15 19: Medical Magnetic Resonance Imaging Monitors
23-25 63 13 15 21: Medical Magnetic Resonance Imaging Scanners
23-25 63 13 15 23: Medical Magnetic Resonance Imaging Tables
23-25 63 13 15: Magnetic Resonance Imaging Products
23-25 63 13 17 11: Cardiac Ultrasound Units
23-25 63 13 17 13: Cardiac Doppler Units
23-25 63 13 17 15: Cardiac Echo Units
23-25 63 13 17 17: Cardioscopes
23-25 63 13 17 19: Fetal Ultrasound Units
23-25 63 13 17 21: Fetal Echo Units
23-25 63 13 17 23: Gynecological Ultrasound Units
23-25 63 13 17 25: Gynecological Echo Units
23-25 63 13 17 27: Mammographic Ultrasound Units
23-25 63 13 17 29: Mammographic Echo Units
23-25 63 13 17 31: Medical Ultrasound Bone Densitometers
23-25 63 13 17 33: Medical Ultrasound Or Doppler Or Echo Monitors
23-25 63 13 17 35: Medical Ultrasound Or Doppler Or Echo Printers
23-25 63 13 17 37: Medical Ultrasound Transducers
23-25 63 13 17 39: Medical Doppler Transducers
23-25 63 13 17 41: Medical Echo Transducers
23-25 63 13 17 43: Medical General Use Ultrasound Units
23-25 63 13 17 45: Medical General Use Doppler Units
23-25 63 13 17 47: Medical General Use Pulse Echo Units
23-25 63 13 17 49: Medical General Use Echography Units
23-25 63 13 17 51: Thesiometers
23-25 63 13 17 53: Vaginal Ultrasound Or Echo Probes
23-25 63 13 17 55: Vascular Ultrasound Units
23-25 63 13 17 57: Medical Ultrasound Ophthalmic Scanners
23-25 63 13 17: Ultrasound Doppler And Echo Imaging Products
23-25 63 13 19 11: Chest X Ray Equipment
23-25 63 13 19 13: Mammography X Ray Equipment
23-25 63 13 19 15: Medical C Arm X Ray Units
23-25 63 13 19 17: Medical Cine Fluoroscopy Equipment
23-25 63 13 19 19: Medical Radiology And Fluoroscopy RF Equipment
23-25 63 13 19 21: Medical Radioisotope Scanners
23-25 63 13 19 23: Medical X Ray Buckys
23-25 63 13 19 25: Medical X Ray Quality Assurance Calibration Devices
23-25 63 13 19 27: Medical X Ray Tables
23-25 63 13 19 29: Medical X Ray Stands
23-25 63 13 19 31: Medical X Ray Chairs
23-25 63 13 19 33: Medical X Ray Cabinets
23-25 63 13 19 35: Medical X Ray Tomography Units
23-25 63 13 19 37: Medical Diagnostic Use X Ray Units
23-25 63 13 19 39: Medical Xeroradiography Units
23-25 63 13 19 41: X Ray Bone Densitometers
23-25 63 13 19 43: Medical X Ray Intensifying Screens
23-25 63 13 19 45: Medical X Ray Water Coolers
23-25 63 13 19 47: Medical Imaging Procedure Trays
23-25 63 13 19 49: Medical X Ray Film Hot Spot Lights
23-25 63 13 19 51: Medical X Ray Film Large Rack Viewing Systems
23-25 63 13 19 53: Medical X Ray Film View Boxes
23-25 63 13 19 55: Medical X Ray Film Illuminator Windows
23-25 63 13 19 57: Medical X Ray Film Illuminator Screens
23-25 63 13 19 59: Medical X Ray Film Stereoscopes
23-25 63 13 19: X Ray Products
23-25 63 13 21 11: Medical General Use Gamma Cameras
23-25 63 13 21 13: Lymphatic Mapping Navigator Equipment
23-25 63 13 21 15: Lymphatic Mapping Probes
23-25 63 13 21 17: Lymphatic Mapping Collimators
23-25 63 13 21: Gamma Cameras Products
23-25 63 13 23 11: Radiosurgical Gamma Knife Collimators
23-25 63 13 23 13: Radiosurgical Gamma Knife Units
23-25 63 13 23 15: Radiosurgical Gamma Scintillators
23-25 63 13 23: Gamma Radiation Therapy Products
23-25 63 13 25 11: Medical Linear Accelerator Intensity Modulated Radiation Therapy IMRT Two Dimensional Units
23-25 63 13 25 13: Medical Linear Accelerator Intensity Modulated Radiation Therapy IMRT Three Dimensional Units
23-25 63 13 25 15: Medical Linear Accelerator Intensity Modulated Radiation Therapy IMRT Collimators
23-25 63 13 25 17: Dual Energy Linear Accelerator
23-25 63 13 25: Linear Accelerator Intensity Modulated Radiation Therapy Units
23-25 63 13 27 11: Medical Positron Emission Tomography PET Units
23-25 63 13 27: Medical Positron Emission Tomography Units
23-25 63 13 29 11: Medical Single Photon Emission Computed Tomography SPECT Units
23-25 63 13 29: Medical Single Photon Emission Computed Tomography Units
23-25 63 13 31 11: Radiotherapy Teletherapy Cobalt 60 Equipment
23-25 63 13 31 13: Radiotherapy Teletherapy Linear Accelerators
23-25 63 13 31 15: Radiotherapy Teletherapy Orthovoltage X Ray Machines
23-25 63 13 31 17: Radiotherapy Teletherapy Superficial X Ray Machines
23-25 63 13 31 19 11: Radiotherapy Beam Block Cutters
23-25 63 13 31 19 13: Radiotherapy Compensator Cutters
23-25 63 13 31 19: Radiotherapy Cutters
23-25 63 13 31: Radiotherapy Teletherapy Products
23-25 63 13 33 11: Computerized Tomography Radiographic Fluoroscopic Units
23-25 63 13 33 13: Digital Angio Biplane Radiographic Fluoroscopic Units
23-25 63 13 33 15: Digital Cardiac Radiographic Fluoroscopic Units
23-25 63 13 33 17: Digital Chest Radiographic Fluoroscopic Units
23-25 63 13 33 19: Mammographic Radiographic Fluoroscopic Units
23-25 63 13 33 21: Non Tilt Table Radiographic Units
23-25 63 13 33 23 11: Remote Table Radiographic Fluoroscopic Units
23-25 63 13 33 23: Table Radiographic Fluoroscopic Units
23-25 63 13 33 25 11: Computerized Tomography Urologic Radiographic Fluoroscopic Units
23-25 63 13 33 25: Urologic Radiographic Fluoroscopic Units
23-25 63 13 33: Radiographic Fluoroscopic Units
23-25 63 13 35 11: Radiation Dosimeters
23-25 63 13 35 13: Radiation Badges
23-25 63 13 35 15: Radiation Detectors
23-25 63 13 35: Radiation Detection Or Monitoring Products
23-25 63 13: X Ray and Imagery Equipment
23-25 63 15 11: Radiological Shielding Chambers
23-25 63 15 13: Radiological Shielding Rooms
23-25 63 15 15: Radiological Shielding Safes
23-25 63 15: X Ray and Imagery Prefabricated Structures
23-25 63 17 11: Computer Assisted Cardiology Management System
23-25 63 17 13: Nuclear Medicine Clinical Computers
23-25 63 17 15: DIN PACS Computer System
23-25 63 17 17: Holter Monitor Analysis Computer System
23-25 63 17 19: Mean Cell Volume Computers
23-25 63 17 21: Radiation Therapy Treatment Planning Computers
23-25 63 17: Specialized Medical Computer Equipment
23-25 65 00: Biological Protection and Preservation Products
23-25 65 11 11: Biological Safety Class I Cabinets
23-25 65 11 13: Biological Safety Class II Cabinets
23-25 65 11 15: Biological Safety Class III Cabinets
23-25 65 11 17: Cryogenic Freezers
23-25 65 11 19: Biological Freezers
23-25 65 11 21: Biological Refrigerators
23-25 65 11: Biological Safety Cabinets
23-25 65 13 11: Biological Safety Class I Cabinet Bases
23-25 65 13 13: Biological Safety Class II Cabinet Bases
23-25 65 13 15: Biological Safety Class III Cabinet Bases
23-25 65 13: Cabinet Bases
23-25 67 00: Hazardous Materials Products
23-25 67 11 11: Acid Storage Cabinets
23-25 67 11 13: Flammable Storage Cabinets
23-25 67 11: Hazardous Materials Cabinets
23-25 67 13 11: Flammable Material Storage Refrigerators
23-25 67 13 13: Flammable Material Storage Freezers
23-25 67 13 15: Flammable Material Storage Refrigerator Freezers
23-25 67 13 17: Explosion Proof Refrigerators
23-25 67 13 19: Explosion Proof Refrigerator Freezers
23-25 67 13: Hazardous Materials Refrigerators and Freezers
23-25 69 00: Laboratory and Scientific Products
23-25 69 11 11 11: Microscope Tables
23-25 69 11 11: Laboratory Tables
23-25 69 11 13: Laboratory Seating
23-25 69 11 15 11 11: Horizontal Laminar Flow Bench Fume hoods
23-25 69 11 15 11: Bench Fume hoods
23-25 69 11 15 13 11: Horizontal Laminar Flow Free Standing Fume hoods
23-25 69 11 15 13 13: Explosion Proof Floor Standing Fume hoods
23-25 69 11 15 13 15: Perchloric Floor Standing Fume Hoods
23-25 69 11 15 13: Floor Standing Fume hoods
23-25 69 11 15 15: Histopathology Staining Fume Hoods
23-25 69 11 15 17: Horizontal Laminar Flow Fume Hoods
23-25 69 11 15: Laboratory Fume hoods
23-25 69 11: Laboratory Furnishings
23-25 69 13 11 11: Acoustic Microscopes
23-25 69 13 11 13 11: Phase Contrast Binocular Microscopes
23-25 69 13 11 13 13: Binocular Light Compound Microscopes
23-25 69 13 11 13: Binocular Microscopes
23-25 69 13 11 15: Bore scope Inspection Equipment
23-25 69 13 11 17: Combination Electron And Light Microscopes
23-25 69 13 11 19: Dark field Microscopes
23-25 69 13 11 21: Digital Image Varityping Microscopes
23-25 69 13 11 23: Dissecting Light Microscopes
23-25 69 13 11 25: Electron Microscopes
23-25 69 13 11 27: Fluorescence Microscopes
23-25 69 13 11 29: Fluorescent Microscopes
23-25 69 13 11 31: Inverted Microscopes
23-25 69 13 11 33: Ion Microscopes
23-25 69 13 11 35: Laser Scanning Microscopes
23-25 69 13 11 37: Metallurgical Microscopes
23-25 69 13 11 39: Monocular Microscopes
23-25 69 13 11 41: Operating Microscopes
23-25 69 13 11 43: Photographic Fluorescent Microscopes
23-25 69 13 11 45: Photographic Microscopes
23-25 69 13 11 47: Polarizing Microscopes
23-25 69 13 11 49: Projection Microscopes
23-25 69 13 11 51: Scanning Electron Microscopes
23-25 69 13 11 53: Scanning Light Microscopes
23-25 69 13 11 55: Scanning Probe Microscopes
23-25 69 13 11 57: Spinning Disk Microscopes
23-25 69 13 11 59: Stereo Microscopes
23-25 69 13 11 61: Tissue Culture Inverted Microscopes
23-25 69 13 11 63: Transmission Electron Microscopes
23-25 69 13 11 65: Trinocular Microscopes
23-25 69 13 11 67: Wide Field Microscopes
23-25 69 13 11: Microscopes
23-25 69 13 13 11: Telescopes
23-25 69 13 13 13: Binoculars
23-25 69 13 13 15: Videoscopes
23-25 69 13 13 17: Fiberscopes
23-25 69 13 13: Optical Equipment
23-25 69 13 15 11: French Pressure Cells
23-25 69 13 15 13: Homogenizers
23-25 69 13 15 15: Laboratory Blenders
23-25 69 13 15 17: Laboratory Crushers
23-25 69 13 15 19: Laboratory Disintegrators
23-25 69 13 15 21: Laboratory Emulsifiers
23-25 69 13 15 23: Laboratory Mills
23-25 69 13 15 25: Laboratory Presses
23-25 69 13 15 27: Laboratory Pulverizers
23-25 69 13 15 29: Laboratory Tissue Grinders
23-25 69 13 15 31: Liquid Measuring Cans
23-25 69 13 15 33: Mortars
23-25 69 13 15 35: Pestles
23-25 69 13 15: Laboratory Disruption Equipment
23-25 69 13 17 11: Laboratory Dry Baths
23-25 69 13 17 13: Bunsen Burner
23-25 69 13 17 15: Laboratory Hotplates
23-25 69 13 17 17: Laboratory Incinerators
23-25 69 13 17 19: Laboratory Infrared Dryers
23-25 69 13 17 21: Laboratory Spirit Burners
23-25 69 13 17 23: Laboratory Temperature Cycling Chambers
23-25 69 13 17 25: Laboratory Thermal Cyclers
23-25 69 13 17 27: Laboratory Warming Cabinets
23-25 69 13 17 29: Stirring Hotplates
23-25 69 13 17: Laboratory Heating Drying Equipment
23-25 69 13 19 11: Tissue Embedding Stations
23-25 69 13 19 13: Embedding Molds
23-25 69 13 19 15: Embedding Capsules
23-25 69 13 19 17: Embedding Compounds
23-25 69 13 19 19: Histological Staining Units
23-25 69 13 19 21 11: Automatic Tissue Processors
23-25 69 13 19 21 13: Electron Microscopy Tissue Processors
23-25 69 13 19 21 15: Vacuum Tissue Processors
23-25 69 13 19 21: Tissue Processors
23-25 69 13 19 23: Tissue Culture Units
23-25 69 13 19 25: Ultrasonic Tissue Disintegrators
23-25 69 13 19 27 11: Tilt Rotary Microtomes
23-25 69 13 19 27 13: Refrigerated Tilt Rotary Microtomes
23-25 69 13 19 27: Microtomes
23-25 69 13 19 29: Slide Warmers
23-25 69 13 19 31: Slide Dryers
23-25 69 13 19 33: Slide Stainers
23-25 69 13 19: Histology Equipment
23-25 69 13 21 11: Liquid Nitrogen Dewars
23-25 69 13 21 13: Ultra Cold Upright Cabinets
23-25 69 13 21 15: Ultra Cold Freezers
23-25 69 13 21 17: Ultralow Upright Cabinets
23-25 69 13 21 19: Ultralow Freezers
23-25 69 13 21 21: Ultra Cold Chest Freezers
23-25 69 13 21 23: Ultralow Chest Freezers
23-25 69 13 21 25: Liquid Nitrogen Freezers
23-25 69 13 21 27: Laboratory Cold Water Circulators
23-25 69 13 21 29: Chromatography Refrigerators
23-25 69 13 21 31: Laboratory Plate Freezers
23-25 69 13 21 33: Laboratory Cold Traps
23-25 69 13 21: Laboratory Cooling Equipment
23-25 69 13 23 11: Benchtop Centrifuges
23-25 69 13 23 13: Centrifuge Buckets
23-25 69 13 23 15: Centrifuge Rotors
23-25 69 13 23 17: Cytology Centrifuges
23-25 69 13 23 19: Floor Centrifuges
23-25 69 13 23 21: Microcentrifuges
23-25 69 13 23 23: Microhematocrit Centrifuges
23-25 69 13 23 25: Refrigerated Benchtop Centrifuges
23-25 69 13 23 27: Refrigerated Floor Centrifuges
23-25 69 13 23 29: Refrigerated Microcentrifuges
23-25 69 13 23 31 11: Multiple Speed Serological Centrifuges
23-25 69 13 23 31: Serological Centrifuges
23-25 69 13 23 33: Tabletop Centrifuges
23-25 69 13 23 35: Ultracentrifuges
23-25 69 13 23 37: Vacuum Centrifuges
23-25 69 13 23: Centrifuges
23-25 69 13 25 11: CO2 Incubators
23-25 69 13 25 13: Cooled Biological Oxygen Demand BOD Incubators
23-25 69 13 25 15: Dry Wall Dual Chamber Carbon Dioxide Incubators
23-25 69 13 25 17: Dry Wall Dual Chamber Carbon Dioxide Incubators With Humidity Control
23-25 69 13 25 19: Dry Wall Dual Chamber Three Gas Incubators
23-25 69 13 25 21: Dry Wall Dual Chamber Three Gas Incubators With Humidity Control
23-25 69 13 25 23: Dry Wall Single Chamber Carbon Dioxide Incubators
23-25 69 13 25 25: Dry Wall Single Chamber Carbon Dioxide Incubators With Humidity Control
23-25 69 13 25 27: Dry Wall Single Chamber Three Gas Incubators
23-25 69 13 25 29: Dry Wall Single Chamber Three Gas Incubators With Humidity Control
23-25 69 13 25 31: Forced Air General Purpose Incubators
23-25 69 13 25 33: Gravity Convection General Purpose Incubators
23-25 69 13 25 35: Mechanical Convection General Purpose Incubators
23-25 69 13 25 37: Multipurpose Incubators
23-25 69 13 25 39: Plate Incubators
23-25 69 13 25 41: Refrigerated Incubators
23-25 69 13 25 43: Shaking Incubators
23-25 69 13 25 45: Water Jacketed Dual Chamber Carbon Dioxide Incubators
23-25 69 13 25 47: Water Jacketed Dual Chamber Carbon Dioxide Incubators With Humidity Control
23-25 69 13 25 49: Water Jacketed Dual Chamber Three Gas Incubators
23-25 69 13 25 51: Water Jacketed Dual Chamber Three Gas Incubators With Humidity Control
23-25 69 13 25 53: Water Jacketed Single Chamber Carbon Dioxide Incubators
23-25 69 13 25 55: Water Jacketed Single Chamber Carbon Dioxide Incubators With Humidity Control
23-25 69 13 25 57: Water Jacketed Single Chamber Three Gas Incubators
23-25 69 13 25 59: Water Jacketed Single Chamber Three Gas Incubators With Humidity Control
23-25 69 13 25: Incubators
23-25 69 13 27 11: Laboratory Ageing Ovens
23-25 69 13 27 13: Laboratory Cleanroom Ovens
23-25 69 13 27 15: Laboratory Drying Cabinets
23-25 69 13 27 17: Laboratory Drying Ovens
23-25 69 13 27 19: Laboratory Gravity Convection Ovens
23-25 69 13 27 21: Laboratory Induction Dryers
23-25 69 13 27 23: Laboratory Mechanical Convection Ovens
23-25 69 13 27 25: Laboratory Vacuum Ovens
23-25 69 13 27: Laboratory Ovens
23-25 69 13 29 11: Laboratory Water Distillers
23-25 69 13 29: Laboratory Distillers
23-25 69 13: Laboratory And Scientific Equipment
23-27 00 00: General Facility Services Products
23-27 11 00: General Instruments and Controls
23-27 11 11 11: Temperature Alarm Modules
23-27 11 11 13: Temperature Control Modules
23-27 11 11 15 11: Digital Temperature Controllers
23-27 11 11 15 13: Electric Temperature Controllers
23-27 11 11 15 15: Pneumatic Hating Controllers
23-27 11 11 15 17: Hydraulic Temperature Controllers
23-27 11 11 15: Temperature Controllers
23-27 11 11 17 11: Thermocouple Detectors
23-27 11 11 17 13: RTD Detectors
23-27 11 11 17: Temperature Detectors
23-27 11 11 19: Temperature Indicators
23-27 11 11 21: Temperature Recorders
23-27 11 11 23 11: Thermocouple Probes
23-27 11 11 23: Temperature Sensors
23-27 11 11: Temperature Measuring Instrument And Controls
23-27 11 13 11: Pressure Alarm Modules
23-27 11 13 13: Pressure Control Modules
23-27 11 13 15 11: Digital Pressure Controllers
23-27 11 13 15 13: Electric Pressure Controllers
23-27 11 13 15 15: Pneumatic Hating Controllers
23-27 11 13 15 17: Hydraulic Pressure Controllers
23-27 11 13 15: Pressure Controllers
23-27 11 13 17: Pressure Detectors
23-27 11 13 19: Pressure Indicators
23-27 11 13 21: Pressure Recorders
23-27 11 13 23: Pressure Sensors
23-27 11 13 25: Differential Pressure Alarm Modules
23-27 11 13 27: Differential Pressure Control Modules
23-27 11 13 29 11: Digital Differential Pressure Controllers
23-27 11 13 29 13: Electric Differential Pressure Controllers
23-27 11 13 29 15: Pneumatic Hating Controllers
23-27 11 13 29 17: Hydraulic Differential Pressure Controllers
23-27 11 13 29: Differential Pressure Controllers
23-27 11 13 31: Differential Pressure Detectors
23-27 11 13 33: Differential Pressure Indicators
23-27 11 13 35: Differential Pressure Recorders
23-27 11 13 37: Differential Pressure Sensors
23-27 11 13: Pressure Measuring Instrument And Controls
23-27 11 15 11: Flow Alarm Modules
23-27 11 15 13: Flow Control Modules
23-27 11 15 15 11: Digital Flow Controllers
23-27 11 15 15 13: Electric Flow Controllers
23-27 11 15 15 15: Pneumatic Hating Controllers
23-27 11 15 15 17: Hydraulic Flow Controllers
23-27 11 15 15: Flow Controllers
23-27 11 15 17: Flow Detectors
23-27 11 15 19: Flow Indicators
23-27 11 15 21: Flow Recorders
23-27 11 15 23: Flow Sensors
23-27 11 15: Flow Measuring Instrument And Controls
23-27 11 17 11: Humidity Concentration Measuring Instruments
23-27 11 17 13: Carbon Dioxide (CO²) Concentration Measuring Instruments
23-27 11 17 15: Ozone Concentration Measuring Instruments
23-27 11 17 17: Other Gas Concentration Measuring Instruments
23-27 11 17: Concentration Measuring Instrument And Controls
23-27 11 19 11: Heat Detectors
23-27 11 19 13 11: Digital Heating Controllers
23-27 11 19 13 13: Electric Heating Controllers
23-27 11 19 13 15: Pneumatic Hating Controllers
23-27 11 19 13 17: Hydraulic Heating Controllers
23-27 11 19 13: Heating Controllers
23-27 11 19 15: Heating Programmers
23-27 11 19 17: Heating Optimizers
23-27 11 19: Heat Measuring Instrument And Controls
23-27 11 21 11: Level Alarm Modules
23-27 11 21 13: Level Control Modules
23-27 11 21 15 11: Digital Level Controllers
23-27 11 21 15 13: Electric Level Controllers
23-27 11 21 15 15: Pneumatic Hating Controllers
23-27 11 21 15 17: Hydraulic Level Controllers
23-27 11 21 15: Level Controllers
23-27 11 21 17: Level Detectors
23-27 11 21 19 11: Level Gage Glasses
23-27 11 21 19 13: Level Bull's Eyes
23-27 11 21 19: Level Indicators
23-27 11 21 21: Level Recorders
23-27 11 21 23: Level Sensors
23-27 11 21: Level Measuring Instrument And Controls
23-27 11 23 11: Weight Alarm Modules
23-27 11 23 13: Weight Control Modules
23-27 11 23 15: Weight Detectors
23-27 11 23 17: Weight Indicators
23-27 11 23 19: Weight Recorders
23-27 11 23 21: Weight Sensors
23-27 11 23: Weighing Instrument And Controls
23-27 11 25 11: Metal Detectors
23-27 11 25: Metal Concentration Instrument And Controls
23-27 11 27 11: Gas Alarm Modules
23-27 11 27 13: Gas Control Modules
23-27 11 27 15 11: Digital Gas Controllers
23-27 11 27 15 13: Electric Gas Controllers
23-27 11 27 15 15: Pneumatic Hating Controllers
23-27 11 27 15 17: Hydraulic Gas Controllers
23-27 11 27 15: Gas Controllers
23-27 11 27 17 11: Air Pollution Detectors
23-27 11 27 17 13: Radon Detectors
23-27 11 27 17 15: Carbon Dioxide Detectors
23-27 11 27 17 17: Hydrogen Detectors
23-27 11 27 17 19: Oxygen Detectors
23-27 11 27 17 21: Halon Detectors
23-27 11 27 17: Gas Detectors
23-27 11 27 19: Gas Indicators
23-27 11 27 21: Gas Analyzers
23-27 11 27: Gas Instrument And Controls
23-27 11 29 11: Photoelectric Cells
23-27 11 29 13: Infrared Control Modules
23-27 11 29 15 11: Digital Infrared Controllers
23-27 11 29 15 13: Electric Infrared Controllers
23-27 11 29 15 15: Pneumatic Hating Controllers
23-27 11 29 15 17: Hydraulic Infrared Controllers
23-27 11 29 15: Infrared Controllers
23-27 11 29: Infrared Instrument And Controls
23-27 13 00: Control and Monitoring Boards Panels
23-27 13 11: Internal Climate Monitoring and Control Panel
23-27 13 13 11: Building Automated Control Panels
23-27 13 13 13: Building Automated Systems
23-27 13 13 15: Building Monitoring Control Panels
23-27 13 13: Building Control Systems
23-27 13 15 11: Gaseous Waste Monitoring and Control Panels
23-27 13 15: Process Control Panels
23-27 15 00: Building Automation and Control
23-27 15 11: Building Clock Controls
23-27 15 13: Building Door Controls
23-27 15 15: Elevator Monitoring and Controls
23-27 15 17: Energy Monitoring and Controls
23-27 15 19: Building Environmental Controls
23-27 15 21 11: Building Lighting Control Panel
23-27 15 21 13: Lighting Relay Control Panel
23-27 15 21: Building Lighting Controls
23-27 15 23 11: HVAC Main Control Panels
23-27 15 23 13: HVAC Local Control Panels
23-27 15 23 15: HVAC Control Clocks
23-27 15 23: HVAC Controls
23-27 15 25: Equipment Control Panels
23-27 17 00: Pumps
23-27 17 11: Axial Split Pumps
23-27 17 13: Centrifugal Pumps
23-27 17 15: Diaphragm Pumps
23-27 17 17: Duplex Pumps
23-27 17 19: Gear Pumps
23-27 17 21: Liquid Ring Pumps
23-27 17 23 11: Combined Macerator Pumps
23-27 17 23: Macerator Pumps
23-27 17 25: Progressive Cavity Pumps
23-27 17 27: Ram Pumps
23-27 17 29: Reciprocating Pumps
23-27 17 31 11: Rotary Cam Pumps
23-27 17 31 13: Rotary Lobe Pumps
23-27 17 31 15: Rotary Screw Pumps
23-27 17 31 17: Rotary Vane Pumps
23-27 17 31: Rotary Pumps
23-27 17 33: Rotating Piston Pumps
23-27 17 35 11: Submersible Sewage Ejectors
23-27 17 35: Sewage Ejectors
23-27 17 37: Simplex Pumps
23-27 17 39: Sliding Vane Pumps
23-27 17 41: Turbine Pumps
23-27 17 43: Worm Gear Pumps
23-27 17 45: Pump Components
23-27 19 00: Engines
23-27 19 11: Reciprocating Engines
23-27 19 13: Rotary Engines
23-27 19 15: Turbine Engines
23-27 21 00: Compressors
23-27 21 11: Axial Flow Compressors
23-27 21 13: Centrifugal Compressors
23-27 21 15 11: Diaphragm Reciprocating Compressors
23-27 21 15 13: Double Acting Reciprocating Compressors
23-27 21 15 15: Single Acting Reciprocating Compressors
23-27 21 15: Reciprocating Compressors
23-27 21 17 11: Rotary Liquid Ring Compressors
23-27 21 17 13: Rotary Lobe Compressors
23-27 21 17 15: Rotary Screw Compressors
23-27 21 17 17: Rotary Scroll Compressors
23-27 21 17 19: Rotary Vane Compressors
23-27 21 17: Rotary Compressors
23-27 23 00: Heat Exchangers
23-27 23 11: Heat Exchanger Economizers
23-27 23 13 11: Plate and Frame Regenerative Heat Exchangers
23-27 23 13: Plate and Frame Heat Exchangers
23-27 23 15 11: Shell and Tube Regenerative Heat Exchangers
23-27 23 15: Shell and Tube Heat Exchangers
23-27 23 17: Tube and Fin Heat Exchangers
23-27 23 19 11: Heat Exchangers for Ventilation Air
23-27 23 19: Spiral Heat Exchangers
23-27 23 21: Adiabatic Wheel Heat Exchangers
23-27 23 23 11: Straight Fin Plate and Fin Heat Exchangers
23-27 23 23 13: Offset Fin Plate and Fin Heat Exchangers
23-27 23 23 15: Wavy Fin Plate and Fin Heat Exchangers
23-27 23 23: Plate and Fin Heat Exchangers
23-27 23 25: Fluid Heat Exchangers
23-27 25 00: Heaters for Supplied Liquids
23-27 25 11: Liquid Electric Heaters
23-27 25 13: Liquid Gas Heaters
23-27 25 15: Liquid Steam Heaters
23-27 25 17 11: Fuel Oil Pre Heaters
23-27 25 17: Liquid Fuel Oil Heaters
23-27 27 00: Pressure Reducing Stations
23-27 27 11: Multiple Stage Pressure Reducing Stations
23-27 27 13: Single Stage Pressure Reducing Stations
23-27 29 00: Tanks and Storage Structures
23-27 29 11: Reservoirs
23-27 29 13 11: Tank Support Structures
23-27 29 13 13: Tank Foundation Slabs
23-27 29 13: Tank Foundations
23-27 29 15 11: Cryogenic Tanks
23-27 29 15 13 11: Steam Flash Tanks
23-27 29 15 13: Flash Tanks
23-27 29 15 15: Septic Tanks
23-27 29 15 17: Siphon Tanks
23-27 29 15: Specialized Tanks
23-27 29 17 11: Water Towers
23-27 29 17 13: Silos
23-27 29 17 15: Storage Bunkers
23-27 29 17: Storage Constructions
23-27 29 19 11 11: Multiple Walled Pressure Tanks
23-27 29 19 11 13: Multiple Walled Vacuum Tanks
23-27 29 19 11 15: Multiple Walled Vented Tanks
23-27 29 19 11: Multiple Wall Tanks
23-27 29 19 13 11: Single Walled Pressure Tanks
23-27 29 19 13 13: Single Walled Vacuum Tanks
23-27 29 19 13 15: Single Walled Vented Tanks
23-27 29 19 13: Single Walled Tanks
23-27 29 19: Tanks
23-27 29 21 11 11: Aboveground Primary Tank Containments
23-27 29 21 11 13: Aboveground Secondary Tank Containments
23-27 29 21 11 15: Aboveground Tertiary Tank Containments
23-27 29 21 11: Aboveground Tank Containments
23-27 29 21 13 11: Underground Primary Tank Containments
23-27 29 21 13 13: Underground Secondary Tank Containments
23-27 29 21 13 15: Underground Tertiary Tank Containments
23-27 29 21 13: Underground Tank Containments
23-27 29 21: Tank Containments
23-27 29 23 11: Tank Bladders
23-27 29 23 13: Rubber Tank Linings
23-27 29 23: Tank Linings
23-27 29 25 11: Overflow Regulators
23-27 29 25 13: Fill and Valve Caps
23-27 29 25 15: Tank Vents
23-27 29 25: Tank Components
23-27 31 00: Valves
23-27 31 11: Backflow Preventors
23-27 31 13 11: Gate Balancing Valves
23-27 31 13 13: Butterfly Balancing Valves
23-27 31 13 15: Plug Balancing Valves
23-27 31 13 17: Globe Balancing Valves
23-27 31 13 19: Check Balancing Valves
23-27 31 13 21: Diaphragm Balancing Valves
23-27 31 13: Balancing Valves
23-27 31 15: Ball Valves
23-27 31 17 11: Lug Pattern Butterfly Valves
23-27 31 17 13: Wafer Pattern Butterfly Valves
23-27 31 17: Butterfly Valves
23-27 31 19 11: Ball Check Valves
23-27 31 19 13: Clapper CheckValves
23-27 31 19 15: Cone Type Check Valves
23-27 31 19 17: Demand Check Valves
23-27 31 19 19: Diaphragm Check Valves
23-27 31 19 21: Lift Check Valves
23-27 31 19 23: Spring Type Check Valves
23-27 31 19 25: Stop Check Valves
23-27 31 19 27: Swing Check Valves
23-27 31 19: Check Valves
23-27 31 21: Diaphragm Valves
23-27 31 23: Float Valves
23-27 31 25: Gate Valves
23-27 31 27: Globe Valves
23-27 31 29 11: Manual Mixing Valves
23-27 31 29 13: Pressure Balanced Controlled Mixing Valves
23-27 31 29 15: Thermostatically Controlled Mixing Valves
23-27 31 29: Mixing Valves
23-27 31 31: Needle Valves
23-27 31 33: Orifice Valves
23-27 31 35: Pinch Valves
23-27 31 37: Plug Drain Valves
23-27 31 39: Plug Valves
23-27 31 41: Poppet Valves
23-27 31 43: Post Indicator Valves
23-27 31 45 11: Electronic Actuated Preaction Valves
23-27 31 45 13: Water Seal Enabled Preaction Valves
23-27 31 45: Preaction Valves
23-27 31 47: Pressure Regulating Valves
23-27 31 49 11: Pressure Relief Valves
23-27 31 49 13: Pressure Temperature Relief Valves
23-27 31 49: Relief Valves
23-27 31 51: Rupture Disks
23-27 31 53 11: Pressure Safety Valves
23-27 31 53 13: Pressure Temperature Safety Valves
23-27 31 53: Safety Valves
23-27 31 55: Sentinel Valves
23-27 31 57: Slider Valves
23-27 31 59: Slush Valves
23-27 31 61: Thermostatic Expansion Valves
23-27 31 63: Valves Boxes
23-27 33 00: Valve Actuators
23-27 33 11 11: Solenoid Valve Actuators
23-27 33 11: Electrical Valve Actuators
23-27 33 13: Hydraulic Valve Actuators
23-27 33 15: Motor Operated Valve Actuators
23-27 33 17: Pneumatic Valve Actuators
23-27 35 00: Variable Speed Drives
23-27 35 11 11: Hydrodynamic Variable Speed Drives
23-27 35 11 13: Hydrostatic Variable Speed Drives
23-27 35 11 15: Hydroviscous Variable Speed Drives
23-27 35 11: Hydraulic Variable Speed Drives
23-27 35 13 11: Pulley Variable Pitch Drives
23-27 35 13 13: Traction Variable Pitch Drives
23-27 35 13: Variable Pitch Drives
23-27 35 15 11: Fluid Drive Transmissions
23-27 35 15 13: Gear Boxes
23-27 35 15: Transmission Devices
23-27 37 00: Liquid Traps
23-27 37 11: Grease Traps
23-27 37 13: Oil Traps
23-27 37 15 11: Disc Steam Traps
23-27 37 15 13: Float and Thermostatic Steam Traps
23-27 37 15 15: Float Steam Trap
23-27 37 15 17: Inverted Basket Steam Traps
23-27 37 15 19: Orifice Steam Traps
23-27 37 15: Steam Traps
23-27 39 00: Piping
23-27 39 11 11: Aboveground Double Walled Pipes
23-27 39 11 13: Underground Double Walled Pipes
23-27 39 11: Double Walled Pipes
23-27 39 13 11: Aboveground Single Walled Pipes
23-27 39 13 13: Underground Single Walled Pipes
23-27 39 13: Single Walled Pipes
23-27 41 00: Pipe Repair Equipment
23-27 41 11: Pipe Band It Kits
23-27 43 00: Pipe Fittings
23-27 43 11: Mechanical Pipe Fasteners
23-27 43 13: Mechanical Pipe Supports
23-27 43 15: Pipe Expansion Joints
23-27 43 17: Water Hammer Arrestors
23-27 43 19: Pipe Expansion Compensators
23-27 45 00: Pipe Flanges
23-27 45 11: Blind Pipe Flanges
23-27 45 13: Lap Joint Pipe Flanges
23-27 45 15: Orifice Pipe Flanges
23-27 45 17: Plate Pipe Flanges
23-27 45 19: Reducing Pipe Flanges
23-27 45 21: Slip On Pipe Flanges
23-27 45 23: Socket Weld Pipe Flanges
23-27 45 25: Spectacle Pipe Flanges
23-27 45 27: Threaded Pipe Flanges
23-27 45 29: Weldneck Pipe Flanges
23-27 47 00: Pipe Adapters
23-27 47 11: Female Pipe Adapters
23-27 47 13: Male Pipe Adapters
23-27 47 15: Terminal Pipe Adapters
23-27 47 17: Hi Low Converter Pipe Adapters
23-27 47 19: Twist To Lock Y Cord Pipe Adapters
23-27 47 21: Auto Converter Pipe Adapters
23-27 47 23: Conduit Box Pipe Adapters
23-27 47 25: Reduce Drive Pipe Adapters
23-27 47 27: Red Pipe Adapters
23-27 49 00: Pipe Couplings
23-27 49 11: Rigid Pipe Couplings
23-27 49 13 11: Coil Spring Pipe Couplings
23-27 49 13 13: Double Loop Pipe Couplings
23-27 49 13 15: Tire Pipe Couplings
23-27 49 13 17: Flexible Link Pipe Couplings
23-27 49 13 19: Multi Jaw Pipe Couplings
23-27 49 13 21: Helical Flex Pipe Couplings
23-27 49 13 23: Magnetic Pipe Couplings
23-27 49 13 25: Metal Bellows Pipe Couplings
23-27 49 13 27: Diaphragm Pipe Couplings
23-27 49 13 29: Roller Chain Pipe Couplings
23-27 49 13 31: Schmidt Pipe Couplings
23-27 49 13 33: Shear Pipe Couplings
23-27 49 13 35: Sliding Block Pipe Couplings
23-27 49 13 37: Steel Grid Pipe Couplings
23-27 49 13 39: Spider Pipe Couplings
23-27 49 13 41: Flexible Disc Pipe Couplings
23-27 49 13: Flexible Pipe Couplings
23-27 51 00: Pipe Elbows
23-27 51 11: 45 Degree Pipe Elbows
23-27 51 13: 90 Degree Pipe Elbows
23-27 51 15: Reducing Pipe Elbows
23-27 53 00: Pipe Caps
23-27 53 11: Threaded Pipe Caps
23-27 53 13: Tapered Pipe Caps
23-27 53 15: Anti-roll Pipe Caps
23-27 53 17: Knurled Pipe Caps
23-27 53 19: Slotted Head Pipe Caps
23-27 53 21: Retaining Ring Pipe Caps
23-27 53 23: Tear Tab Pipe Caps
23-27 53 25: Hanger Tip Pipe Caps
23-27 53 27: Pull Tab Pipe Caps
23-27 53 29: Vented Pipe Caps
23-27 55 00: Liquid Treatment Components
23-27 55 11 11: Water Filters
23-27 55 11: Liquid Filters
23-27 55 13: Liquid Sterilizers
23-27 55 15: Liquid Salinators
23-27 55 17: Liquid Chlorinators
23-27 55 19: Liquid Ionizers
23-27 55 21: Liquid Deionizers
23-27 55 23 11: Centrifugal Liquid Deaerators
23-27 55 23 13: Spray Type Liquid Deaerators
23-27 55 23 15: Tray Type Liquid Deaerators
23-27 55 23: Liquid Deaerators
23-27 55 25: Liquid Disinfecting Ultraviolet Lighting
23-27 55 27 11: Water Softeners
23-27 55 27: Liquid Softeners
23-27 55 29 11: Basket Strainers
23-27 55 29 13: Conical Strainers
23-27 55 29 15: Tee Strainers
23-27 55 29 17: Y Strainers
23-27 55 29 19: Reverse Osmosis Units
23-27 55 29 21: Solid Separators
23-27 55 29: Liquid Strainers
23-27 55 31 11: Liquid Chemical Feeders
23-27 55 31 13: Solid Chemical Feeders
23-27 55 31 15: Gas Chemical Feeders
23-27 55 31: Liquid Chemical Feeders
23-27 55 33 11: Water Treatment Package Units
23-27 55 33: Liquid Treatment Package Units
23-27 55 35 11: Centrifuge Liquid Separators
23-27 55 35 13: Demister Pad Liquid Separators
23-27 55 35 15: Electrical Cyclone Liquid Separators
23-27 55 35 17: Hydro Cyclone Liquid Separators
23-27 55 35 19: Mechanical Liquid Separators
23-27 55 35 21: Mist Eliminator Liquid Separators
23-27 55 35 23: Tangential Liquid Separators
23-27 55 35 25: Magnetic Electronic Water Treatment
23-27 55 35 27: Oil Water Curtain Separators
23-27 55 35: Liquid Separators
23-27 57 00: Gas Treatment Components
23-27 57 11: Vapor Traps
23-27 57 13 11: Extractors for Process Air
23-27 57 13: Extractors
23-27 57 15: Air Injectors
23-27 57 17: Air Ejectors
23-27 57 19 11: Dual Throat Air Scrubbers
23-27 57 19 13: Multiple Venture Air Scrubbers
23-27 57 19 15: Packed Bed Air Scrubbers
23-27 57 19: Air Scrubbers
23-27 57 21 11: Steam Treatment
23-27 57 21 13 11: Gas Filters
23-27 57 21 13: Fuel Gas Treatment
23-27 57 21: Supply Gas Treatment
23-27 57 23: Electronic Air Purifiers
23-27 57 25: Mechanically Aided Air Scrubbers
23-27 57 27 11 11: Air Filter Media
23-27 57 27 11 13: Control Air Filter Assemblies
23-27 57 27 11: Air Filter Components
23-27 57 27 13: High Efficiency Air Filters
23-27 57 27 15: ULPA Filters
23-27 57 27 17: HEPA Filters
23-27 57 27 19: Bag Filters
23-27 57 27 21: Air Filter Housings
23-27 57 27 23: Air Charcoal Filters
23-27 57 27 25: Roll Type Filters
23-27 57 27: Air Filters
23-27 57 29: Dust Collectors
23-27 57 31: Electronic Air Cleaners
23-27 57 33: Air Fresheners
23-27 57 35 11: Air Deodorization Products
23-27 57 35 13: Moisture Absorbents
23-27 57 35: Air Treatment Components
23-27 59 00: Recycling Equipment
23-27 59 11 11: Recycling Cardboard Balers
23-27 59 11 13: Recycling Paper Balers
23-27 59 11 15: Recycling Plastic Balers
23-27 59 11 17: Recycling Wood Balers
23-27 59 11: Recycling Balers
23-27 59 13: Recycling Bins
23-27 59 15 11: Cardboard Compactors
23-27 59 15 13: Metal Compactors
23-27 59 15 15: Paper Compactors
23-27 59 15 17: Plastic Compactors
23-27 59 15 19: Trash Compactors
23-27 59 15 21: Wood Compactors
23-27 59 15: Recycling Compactors
23-27 61 00: Incinerators
23-27 61 11: Trash Incinerators
23-27 61 13: Document Incinerators
23-27 63 00: Mechanical Insulation and Linings
23-27 63 11: Pipe Insulation
23-27 63 13: Equipment Insulation Blankets
23-27 65 00: Equipment Acoustic Insulation
23-27 65 11: Sound Dampening Equipment Mounts
23-27 67 00: Corrosion Proofing Equipment
23-27 67 11: Zinc Bars
23-27 67 13: Zinc Tapes
23-27 69 00: Antivibration Mountings
23-27 69 11: Vibration Equipment Mounts
23-27 71 00: Building Maintenance Equipment
23-27 71 11: Window Washing Systems
23-27 71 13: Building Maintenance Cradles and Platforms
23-27 71 15: Roof Trolley Systems
23-27 71 17: Traveling Ladder Systems
23-27 71 19 11: Building Safety Tracks
23-27 71 19 13: Anchors for Building Maintenance
23-27 71 19: Ancillary Building Maintenance Items
23-27 71 21: Fall Arrest Systems
23-29 00 00: Facility and Occupant Protection Products
23-29 11 00: Security Detection and Monitoring
23-29 11 11 11: Infra Red CCTV Cameras
23-29 11 11 13: Visual Light Wavelength CCTV Cameras
23-29 11 11 15: CCTV Camera Enclosures
23-29 11 11 17: Security Camera Controllers
23-29 11 11 19: Security Camera Multiplexors
23-29 11 11 21: Security Camera Monitoring System Panels
23-29 11 11: Closed Circuit Television Equipment
23-29 11 13 11: Security Video Monitors
23-29 11 13 13 11: Security Analog Video Recorders
23-29 11 13 13 13: Security Digital Video Recorders
23-29 11 13 13: Security Video Recorders
23-29 11 13: Security Video Imaging System Equipment
23-29 11 15 11 11: Chemical Explosive Detectors
23-29 11 15 11 13: Particulate Explosive Detectors
23-29 11 15 11: Explosive Detector Sniffers
23-29 11 15 13: Explosive Detector Spectral Analyzers
23-29 11 15: Explosive Detectors
23-29 11 17 11: Security Weather Resistant Walk Through Metal Detectors
23-29 11 17 13: Security Indoor Walk Through Metal Detectors
23-29 11 17 15: Security Hand Held Metal Detectors
23-29 11 17: Security Metal Detectors
23-29 11 19 11: Security X Ray Conveyor Machines
23-29 11 19 13: Security Personnel X Ray Machines
23-29 11 19: Security X Ray Machines
23-29 11 21 11: Audio Security Sensors
23-29 11 21 13: Security Ground Loop Sensors
23-29 11 21 15: Infra Red Security Sensors
23-29 11 21 17: Ultrasonic Security Sensors
23-29 11 21 19: Security Vibration Sensors
23-29 11 21: Security Sensors
23-29 11 23 11: Intrusion Detection Buried Cables
23-29 11 23 13: Intrusion Detection Fiber Optic Fence Line Loops
23-29 11 23 15: Intrusion Detection Microwave Alarms
23-29 11 23 17: Intrusion Detection Photoelectric Sensors
23-29 11 23 19: Intrusion Detection Door Monitoring Switches
23-29 11 23 21: Pressure Mats
23-29 11 23 23: Door Micro Switch Contacts
23-29 11 23 25: Window Micro Switch Contacts
23-29 11 23 27: Break Glass Detection
23-29 11 23 29: Movement Vibration Detection
23-29 11 23 31: Infra Red Radiation Personnel Detectors
23-29 11 23 33: Microwave Personnel Detectors
23-29 11 23 35: Security Autodialers
23-29 11 23: Intrusion Detection Devices
23-29 11 25 11: Personnel Clocking In and Recording Equipment
23-29 11 25 13: Surveillance Mirrors
23-29 11 25 15: Manual Alert Control
23-29 11 25 17: Security Door Bells
23-29 11 25 19: Security Buzzers
23-29 11 25: Presence Detection Registration
23-29 11 27 11: Alarm Keypads
23-29 11 27 13: Security Keypads
23-29 11 27: Security Keypads
23-29 11 29 11: Undercarriage Inspection Lighting
23-29 11 29: Vehicle Inspection Devices
23-29 13 00: Security Access Controls
23-29 13 11 11: Fingerprint Readers
23-29 13 11 13: Hand Geometry Readers
23-29 13 11 15: Iris Scanners
23-29 13 11 17: Retinal Scanners
23-29 13 11 19: Vein Recognition Readers
23-29 13 11: Personnel Biometric Readers
23-29 13 13 11 11: Mag Stripe Personnel Contact Card Readers
23-29 13 13 11 13: Smart Card Personnel Contact Card Readers
23-29 13 13 11 15: Weigand Personnel Contact Card Readers
23-29 13 13 11: Personnel Contact Card Readers
23-29 13 13 13 11: Barcode Personnel Contactless Card Readers
23-29 13 13 13 13: Near Field Proximity Personnel Contactless Card Readers
23-29 13 13 13 15: Proximity Personnel Contactless Card Readers
23-29 13 13 13: Personnel Contactless Card Readers
23-29 13 13: Personnel Card Readers
23-29 13 15: Personnel Counting Equipment
23-29 13 17: Security Door Answering Controls
23-29 13 19: Electronic Key Equipment
23-29 13 21: Security Personnel Access Keypads
23-29 13 23 11: Waist Height Turnstiles
23-29 13 23 13: Full Height Turnstiles
23-29 13 23 15: Portable Post and Railing Barriers
23-29 13 23: Access Control Turnstiles
23-29 15 00: Secure Storage Structures and Products
23-29 15 11 11: Prefabricated Room Vaults
23-29 15 11 13: Commercial Vaults
23-29 15 11 15: Residential Vaults
23-29 15 11: Vaults
23-29 15 13 11: Commercial Safes
23-29 15 13 13: Residential Safes
23-29 15 13: Safes
23-29 15 15 11: Metal Lockers
23-29 15 15 13: Wood Lockers
23-29 15 15 15: Plastic Laminate Clad Lockers
23-29 15 15 17: Plastic Lockers
23-29 15 15 19: Glass Lockers
23-29 15 15 21: Wire Mesh Storage Lockers
23-29 15 15: Lockers
23-29 17 00: Property Storage Locks
23-29 17 11: Bicycle Locks
23-29 17 13 11: Combination Padlocks
23-29 17 13 13: Pin Tumbler Padlocks
23-29 17 13: Padlocks
23-29 19 00: Chemical Biological Radiological Protection
23-29 19 11: Prefabricated Mail Screening Products
23-29 19 13: Biological Safety Cabinets
23-29 21 00: Equipment for Security of Information
23-29 21 11: Centralized Code Reading Equipment
23-29 23 00: Fireproofing Components
23-29 23 11: Fireproofing Gaskets
23-29 23 13: Fireproofing Fillers for Threaded Couplings
23-29 23 15: Fireproof Pipe Sleeves
23-29 23 17: Smoke Seals for Ductwork
23-29 25 00: Fire Fighting Equipment
23-29 25 11 11: Fire Fighting Terminal Components
23-29 25 11 13: Water Fire Fighting Terminals
23-29 25 11 15: Gaseous Fire Fighting Terminals
23-29 25 11 17: Foam Fire Fighting Terminals
23-29 25 11 19: Powder Fire Fighting Terminals
23-29 25 11 21: Fire Fighting Media
23-29 25 11 23: Fire Fighting Gas Terminals
23-29 25 11: Fire Fighting Terminals
23-29 25 13 11: Dry Barrel Fire Hydrants
23-29 25 13 13: Wet Barrel Fire Hydrants
23-29 25 13: Fire Hydrants
23-29 25 15 11: Fire Hoses
23-29 25 15 13: Fire Hose Outlets
23-29 25 15 15: Cabinets for Fire Hoses
23-29 25 15 17: Fire Hose Reels
23-29 25 15 19 11: Fire Fighting Standpipes
23-29 25 15 19 13: Fire Fighting Pumper Connections
23-29 25 15 19: Fire Hose Connectors
23-29 25 15: Fire Hose Equipment
23-29 25 17 11: Fire Fog Nozzles
23-29 25 17 13: Fire Stream Nozzles
23-29 25 17 15: Fire Electrical Rated Nozzles
23-29 25 17: Fire Nozzles
23-29 25 19 11 11: Stored Pressure Fire Extinguishers With Gauge
23-29 25 19 11: Stored Pressure Fire Extinguishers
23-29 25 19 13: Non Stainless Steel Fire Extinguishers
23-29 25 19 15: Non Rechargeable Fire Extinguishers
23-29 25 19 17 11: Gas Cart Fire Extinguishers With Gauge
23-29 25 19 17: Gas Cart Fire Extinguishers
23-29 25 19 19: Foam Fire Extinguishers
23-29 25 19: Fire Extinguishers
23-29 27 00: Fire Ventilation Equipment
23-29 27 11: Fire Fighting Smoke Extractors
23-29 29 00: Fire Detection Devices
23-29 29 11 11: Addressable Fire Alarm Pull Stations
23-29 29 11 13: Non Addressable Fire Alarm Pull Stations
23-29 29 11: Fire Alarm Pull Stations
23-29 29 13 11 11: Spot Type Photoelectric Smoke Detectors
23-29 29 13 11 13: Spot Type Ionization Smoke Detectors
23-29 29 13 11 15: Spot Type Duct Photoelectric Smoke Detectors
23-29 29 13 11 17: Spot Type Duct Ionization Smoke Detectors
23-29 29 13 11 19: Beam Type Smoke Detectors
23-29 29 13 11: Smoke Detectors
23-29 29 13 13 11: Fixed Temperature Heat Detectors
23-29 29 13 13 13: Rate of Rise Heat Detectors
23-29 29 13 13: Heat Detectors
23-29 29 13 15: Flame Detectors
23-29 29 13 17: Spark and Ember Detectors
23-29 29 13 19: Radiant Energy Detectors
23-29 29 13: Fire Detectors
23-29 29 15 11: Pressure Fire Alarm Water Flow Switches
23-29 29 15 13: Paddle Fire Alarm Water Flow Switches
23-29 29 15 15: Fire Tamper Switches
23-29 29 15: Fire Switches
23-29 31 00: Fire Notification Appliances
23-29 31 11 11: Audible Fire Alarm Annunicator Panels
23-29 31 11 13: Visible Fire Alarm Annunicator Panels
23-29 31 11 15: Combination Fire Alarm Annunicator Panels
23-29 31 11: Fire Alarm Annunicator Panels
23-29 31 13 11: Main Fire Alarm Control Panels
23-29 31 13 13: Secondary Fire Alarm Control Panels
23-29 31 13 15: Fire Alarm Audio Control Panels
23-29 31 13 17: Fire Alarm Smoke Control Panels
23-29 31 13: Fire Alarm Control Panels
23-29 31 15 11: Audible Fire Notification Devices Bell
23-29 31 15 13: Audible Fire Notification Devices Horn
23-29 31 15 15: Audible Fire Notification Devices Chime
23-29 31 15 17: Audible Fire Notification Devices Speaker
23-29 31 15: Audible Fire Notification Devices
23-29 31 17 11: Visible Fire Notification Device Lights
23-29 31 17: Visible Fire Notification Devices
23-29 31 19: Combination Audible and Visible Fire Notification Devices
23-29 31 21: Fire Alarm Communicators
23-29 31 23 11: Fire Alarm Central Station Transmitters
23-29 31 23 13: Fire Alarm Central Station Receivers
23-29 31 23 15: Fire Alarm Central Station Combination Transmitter and Receivers
23-29 31 23: Fire Alarm Central Stations
23-29 31 25: Fire Alarm Event Recorders
23-29 31 27: Fire Alarm Event Printers
23-29 31 29: Fire Alarm Remote Controllers
23-29 31 31: Fire Alarm Remote Amplifiers
23-29 31 33: Fire Pump Controllers
23-29 31 35: Jockey Pump Controllers
23-29 33 00: Fire Suppression System Components
23-29 33 11 11 11: Wet Pendant Sprinkler Heads
23-29 33 11 11 13: Dry Pendant Sprinkler Heads
23-29 33 11 11 15: Open Pendant Sprinkler Heads
23-29 33 11 11: Pendant Sprinkler Heads
23-29 33 11 13 11: Wet Upright Sprinkler Heads
23-29 33 11 13 13: Dry Upright Sprinkler Heads
23-29 33 11 13 15: Open Upright Sprinkler Heads
23-29 33 11 13: Upright Sprinkler Heads
23-29 33 11 15 11: Wet Side Wall Sprinkler Heads
23-29 33 11 15 13: Dry Side Wall Sprinkler Heads
23-29 33 11 15: Side Wall Sprinkler Heads
23-29 33 11 17: Dry Pipe Valves
23-29 33 11 19: Water Mist Systems
23-29 33 11: Water Based Suppression Equipment
23-29 33 13 11: Clean Agent Gaseous Suppression Equipment
23-29 33 13 13: Carbon Dioxide Suppression Equipment
23-29 33 13 15: Halon Suppression Equipment
23-29 33 13 17: Wet Chemical Fire Suppression Equipment
23-29 33 13 19: Dry Chemical Fire Suppression Equipment
23-29 33 13 21: Foam Fire Suppression Equipment
23-29 33 13: Non Water Based Suppression Equipment
23-29 33 15: Fire Blankets
23-29 35 00: Fire Rescue Component
23-29 35 11: Evacuation Chairs
23-29 35 13: Evacuation Slides
23-29 37 00: Occupational Safety and Health Equipment
23-29 37 11: Emergency Drench Hoses
23-29 37 13 11: Counter Top Eye Wash Stations
23-29 37 13 13: Floor Mounted Eye Wash Stations
23-29 37 13 15: Combination Emergency Eye Wash Stations
23-29 37 13 17: Dedicated Emergency Eye Wash Stations
23-29 37 13: Emergency Eye Wash Stations
23-29 37 15 11: Combination Emergency Showers
23-29 37 15 13: Dedicated Emergency Showers
23-29 37 15: Emergency Showers
23-29 39 00: Environmental Safety Equipment
23-29 39 11: Environmental Spill Kits
23-29 39 13 11: Air Pollution Monitoring Systems
23-29 39 13 13: Water Pollution Monitoring Systems
23-29 39 13: Pollution Monitoring and Control
23-29 39 15 11: Infiltration Detection
23-29 39 15 13 11: Gas Leak Detection Agents
23-29 39 15 13 13: Water Leak Detection
23-29 39 15 13: Service Leak Detection
23-29 39 15: Built In Failure Detection
23-31 00 00: Plumbing Specific Products and Equipment
23-31 11 00: Faucets
23-31 11 11 11: Sink Ball Faucets
23-31 11 11 13: Bathtub Ball Faucets
23-31 11 11 15: Shower Ball Faucets
23-31 11 11: Ball Faucets
23-31 11 13 11: Sink Compression Faucets
23-31 11 13 13: Bathtub Compression Faucets
23-31 11 13 15: Shower Compression Faucets
23-31 11 13: Compression Faucets
23-31 11 15 11: Sink Cartridge Faucets
23-31 11 15 13: Bathtub Cartridge Faucets
23-31 11 15 15: Shower Cartridge Faucets
23-31 11 15: Cartridge Faucets
23-31 11 17 11: Sink Disc Faucets
23-31 11 17 13: Bathtub Disc Faucets
23-31 11 17 15: Shower Disc Faucets
23-31 11 17: Disc Faucets
23-31 11 19 11: Thermostatically Controlled Faucet Mixing Valves
23-31 11 19 13: Pressure Sensitive Faucet Mixing Valves
23-31 11 19 15: Pressure Balanced Faucet Mixing Valves
23-31 11 19: Faucet Mixing Valves
23-31 13 00: Sinks
23-31 13 11: Single Sinks
23-31 13 13: Dual Sinks
23-31 13 15: Multiple Sinks
23-31 13 17 11: Sink Splashbacks
23-31 13 17 13: Sink Drains
23-31 13 17: Sink Components
23-31 13 19 11: Sacristy
23-31 13 19 13: Darkroom Sinks
23-31 13 19 15: Hairdressing Sinks
23-31 13 19 17: Mop Sinks
23-31 13 19 19: Service Sinks
23-31 13 19: Specialty Sinks
23-31 15 00: Bathtubs
23-31 15 11: Bath Shower Units
23-31 15 13: Sitz Baths
23-31 15 15: Jacuzzi Baths
23-31 15 17 11: Bathtub Enclosures
23-31 15 17 13: Bathtub Splashbacks
23-31 15 17 15: Bathtub Panels
23-31 15 17 17: Bathtub Seats
23-31 15 17 19: Bathtub Screens
23-31 15 17 21: Bathtub Grab Bars
23-31 15 17 23: Bathtub Drains
23-31 15 17: Bathtub Components
23-31 17 00: Showers
23-31 17 11: Shower Compartments
23-31 17 13: Shower Receptors
23-31 17 15: Shower Enclosure Bases
23-31 17 17: Shower Enclosures
23-31 17 19: Shower Head Fixtures
23-31 17 21: Shower Splashbacks
23-31 17 23: Shower Seats
23-31 17 25: Shower Screens
23-31 17 27: Shower Curtains
23-31 17 29: Shower Drains
23-31 17 31: Shower Rods
23-31 19 00: Toilets
23-31 19 11 11: Detention Combination Toilets
23-31 19 11: Combination Toilets
23-31 19 13: Incinerating Toilets
23-31 19 15 11: Floor Mounted Tankless Toilets
23-31 19 15 13: Wall Mounted Tankless Toilets
23-31 19 15: Tankless Toilets
23-31 19 17 11: Floor Mounted Toilets With Tank
23-31 19 17 13: Wall Mounted Toilets With Tank
23-31 19 17: Toilets With Tank
23-31 19 19 11: Water Operated Water Closets
23-31 19 19 13: Chemical Biological Sanitary Disposal Units
23-31 19 19 15: Sanitary Macerators
23-31 19 19 17: Water Closet Seats
23-31 19 19 19: Water Closet Tanks
23-31 19 19 21: Sanitary Disposal Connectors
23-31 19 19: Water Closets
23-31 21 00: Urinals
23-31 21 11: Incinerating Urinals
23-31 21 13 11: Floor Water Flush Urinals
23-31 21 13 13: Wall Mounted Water Flush Urinals
23-31 21 13: Water Flush Urinals
23-31 21 15 11: Floor Waterless Urinals
23-31 21 15 13: Wall Mounted Waterless Urinals
23-31 21 15: Waterless Urinals
23-31 23 00: Bidets
23-31 25 00: Toilet and Bath Specialties
23-31 25 11 11: Toilet Partitions
23-31 25 11 13: Toilet Door Partitions
23-31 25 11 15: Urinal Partitions
23-31 25 11 17: Shower Partitions
23-31 25 11: Restroom Partitions
23-31 25 13: Bathroom Cabinets
23-31 25 15: Hand Dryers
23-31 25 17: Hair Dryers
23-31 25 19 11: Paper Towel Dispensers
23-31 25 19 13: Paper Towel Dispenser With Disposal Units
23-31 25 19: Restroom Paper Towel Accessories
23-31 25 21: Toilet Paper Dispensers
23-31 25 23 11: Sanitary Napkin Dispensers
23-31 25 23 13: Sanitary Napkin Dispenser With Disposal Units
23-31 25 23 15: Tampon Dispensers
23-31 25 23 17: Tampon Dispenser With Disposal Units
23-31 25 23 19: Combination Sanitary Napkin and Tampon Dispensers
23-31 25 23 21: Combination Sanitary Napkin and Tampon Dispenser With Disposal Units
23-31 25 23: Feminine Hygiene Components
23-31 25 25 11: Electric Heated Towel Bars
23-31 25 25 13: Water Heated Towel Bars
23-31 25 25: Towel Bars
23-31 25 27: Robe Hooks
23-31 25 29 11: Hand Soap Holders
23-31 25 29 13: Hand Soap Dispensers
23-31 25 29: Restroom Hand Soap Components
23-31 25 31: Diaper Changing Units
23-31 25 33: Bathroom Deodorizers
23-31 27 00: Floor Drains
23-31 27 11: Floor Drain Plugs
23-31 27 13: Floor Drain Plug Chains
23-31 27 15: Floor Drain Covers
23-31 29 00: Hot Water Heaters
23-31 29 11 11: Electric Instantaneous Hot Water Heaters
23-31 29 11 13: Gas Instantaneous Hot Water Heaters
23-31 29 11: Instantaneous Hot Water Heaters
23-31 29 13 11: Hot Water Tank Electric Heaters
23-31 29 13 13: Hot Water Tank Gas Heaters
23-31 29 13 15: Hot Water Tank Steam Heaters
23-31 29 13 17: Hot Water Tank Fuel Oil Heaters
23-31 29 13: Hot Water Tank Heaters
23-31 31 00: Drinking Fountains
23-31 31 11: Drinking Fountain With Coolers
23-31 31 13: Drinking Fountains With Direct Expansion Cooling
23-31 33 00: Complete Sanitary Suites
23-31 33 11: Complete Bathroom Suites
23-31 35 00: Plumbing Tubing
23-31 35 11: Tubing Reducers
23-31 35 13: Tubing Couplings
23-31 35 15: Tubing Elbows
23-31 35 17: Tubing Plugs
23-31 35 19: Tubing Tees
23-33 00 00: HVAC Specific Products and Equipment
23-33 11 00: Commercial Boilers
23-33 11 11 11: Boiler Control Panels
23-33 11 11 13: Boiler Burner Controls
23-33 11 11: Boiler Controls
23-33 11 13: Condensing Boilers
23-33 11 15 11: High Pressure Steam Fire Tube Boilers
23-33 11 15 13: High Temperature Hot Water Fire Tube Boilers
23-33 11 15 15: Low Pressure Steam Fire Tube Boilers
23-33 11 15 17: Low Temperature Hot Water Fire Tube Boilers
23-33 11 15: Fire Tube Boilers
23-33 11 17 11: High Pressure Steam Flexible Tube Boilers
23-33 11 17 13: High Temperature Hot Water Flexible Tube Boilers
23-33 11 17 15: Low Pressure Steam Flexible Tube Boilers
23-33 11 17 17: Low Temperature Hot Water Flexible Tube Boilers
23-33 11 17: Flexible Tube Boilers
23-33 11 19 11: Low Pressure Steam Sectionalized Cast Iron Boilers
23-33 11 19 13: Low Temperature Hot Water Sectionalized Cast Iron Boilers
23-33 11 19: Sectionalized Cast Iron Boilers
23-33 11 21 11: High Pressure Steam Water Tube Boilers
23-33 11 21 13: High Temperature Hot Water Water Tube Boilers
23-33 11 21 15: Low Pressure Steam Water Tube Boilers
23-33 11 21 17: Low Temperature Hot Water Water Tube Boilers
23-33 11 21: Water Tube Boilers
23-33 11 22: Electric Boilers
23-33 11 23 11: Boiler Joint Fillers and Sealants
23-33 11 23 13: Boiler Fuel Burners
23-33 11 23 15: Boiler Fuel Oil Filters
23-33 11 23 17: Boiler Nozzles
23-33 11 23 19: Boiler Induction Blowers
23-33 11 23 21: Boiler Fuel Gas Heat Recovery Devices
23-33 11 23 23: Boiler Draft Fans
23-33 11 23: Boiler Components
23-33 13 00: Furnaces
23-33 13 11 11: Furnace Control Panels
23-33 13 11 13: Furnace Burner Controls
23-33 13 11: Furnace Controls
23-33 13 13: Coal Fired Furnaces
23-33 13 15: Electric Resistance Furnaces
23-33 13 17: Natural Gas Fired Furnaces
23-33 13 19: Gasoline Fired Furnaces
23-33 13 21: Fuel Oil Fired Furnaces
23-33 13 23: Oil Fired Furnaces
23-33 13 25: Propane Fired Furnaces
23-33 13 27 11: Furnace Joint Fillers and Sealants
23-33 13 27 13: Furnace Fuel Burners
23-33 13 27 15: Furnace Fuel Oil Filters
23-33 13 27 17: Furnace Nozzles
23-33 13 27 19: Furnace Fuel Gas Heat Recovery Devices
23-33 13 27: Furnace Components
23-33 15 00: HVAC Heating Units
23-33 15 11 11: Indoor Propane HVAC Heaters
23-33 15 11 13: Outdoor Propane HVAC Heaters
23-33 15 11: Propane HVAC Heaters
23-33 15 13 11: Cast Iron Heating Stoves
23-33 15 13 13: Stone Heating Stoves
23-33 15 13 15: Welded Steel Heating Stoves
23-33 15 13 17 11: Heating Stove Fenders
23-33 15 13 17 13: Heating Stove Hoods
23-33 15 13 17 15: Heating Stove Pipes
23-33 15 13 17: Heating Stove Components
23-33 15 13: Heating Stoves
23-33 15 15 11 11: Heating Sheets for Walls
23-33 15 15 11 13: Heating Sheets for Ceilings
23-33 15 15 11 15: Embedded Electric Heating Sheets
23-33 15 15 11 17: Heating Sheets for Glazing
23-33 15 15 11: Heating Sheets
23-33 15 15 13: Heating Cables
23-33 15 15 15: Pipe Heat Tape
23-33 15 15 17: Cable Heat Trace
23-33 15 15 19: Heated Ceiling Panels
23-33 15 15 21: Pipe Heat Tracing
23-33 15 15: Specialized Surface Heating Products
23-33 15 17 11: Fuel Fired HVAC Duct Heaters
23-33 15 17 13: Fuel Fired HVAC Radiant Heaters
23-33 15 17 15: Fuel Fired HVAC Unit Heaters
23-33 15 17 17: Fuel Fired HVAC Air Heaters
23-33 15 17: Fuel Fired HVAC Heaters
23-33 15 19 11: Forced Air Fuel Fired HVAC Duct Heaters
23-33 15 19 13: Forced Air Fuel Fired HVAC Radiant Heaters
23-33 15 19 15: Forced Air Fuel Fired HVAC Unit Heaters
23-33 15 19 17: Forced Air Fuel Fired HVAC Air Heaters
23-33 15 19: Forced Air Fuel Fired HVAC Heaters
23-33 15 21 11: Cast Iron Radiators
23-33 15 21 13: Finned Tube Radiators
23-33 15 21 15: Plate Radiators
23-33 15 21 17: Radiation Heating Panels
23-33 15 21: Hydronic HVAC Heaters
23-33 15 23 11: Forced Air Cast Iron Radiators
23-33 15 23 13: Forced Air Finned Tube Radiators
23-33 15 23 15: Forced Air Plate Radiators
23-33 15 23 17: Forced Air Radiation Heating Panels
23-33 15 23: Forced Air Hydronic HVAC Heaters
23-33 15 25 11: Halogen Electric HVAC Heaters
23-33 15 25 13: Infrared Plate HVAC Heaters
23-33 15 25 15: Ultraviolet HVAC Heaters
23-33 15 25 17: Electric HVAC Resitive Unit Heaters
23-33 15 25: Electric HVAC Heaters
23-33 15 27 11: Forced Air Halogen Electric HVAC Heaters
23-33 15 27 13: Forced Air Infrared Plate HVAC Heaters
23-33 15 27 15: Forced Air Ultraviolet HVAC Heaters
23-33 15 27 17: Forced Air Electric HVAC Resitive Unit Heaters
23-33 15 27: Forced Air Electric HVAC Heaters
23-33 15 29: HVAC Steam Hot Water Converters
23-33 17 00: Heat Pumps
23-33 17 11 11: Air Source Packaged Heat Pumps
23-33 17 11 13: Water Source Packaged Heat Pumps
23-33 17 11: Packaged Heat Pumps
23-33 17 13 11: Air Source Split System Heat Pumps
23-33 17 13 13: Water Source Split System Heat Pumps
23-33 17 13: Split System Heat Pumps
23-33 19 00: Cooling and Freeze Components
23-33 19 11 11: Refrigerant Liquid
23-33 19 11: Cooling Freeze Plant Accessories
23-33 21 00: Chillers
23-33 21 11 11: Direct Fired Absorption Chillers
23-33 21 11 13: Steam Absorption Chillers
23-33 21 11: Absorption Chillers
23-33 21 13 11: Central Package Unit Chillers
23-33 21 13 13 11: Packaged Centrifugal Chillers
23-33 21 13 13 13: Split System Centrifugal Chillers
23-33 21 13 13: Centrifugal Chillers
23-33 21 13 15 11: Packaged Reciprocating Chillers
23-33 21 13 15 13: Split System Reciprocating Chillers
23-33 21 13 15: Reciprocating Chillers
23-33 21 13 17 11: Packaged Rotary Chillers
23-33 21 13 17 13: Split System Rotary Chillers
23-33 21 13 17: Rotary Chillers
23-33 21 13 19 11: Packaged Rotary Screw Chillers
23-33 21 13 19 13: Split System Rotary Screw Chillers
23-33 21 13 19: Rotary Screw Chillers
23-33 21 13 21 11: Packaged Screw Chillers
23-33 21 13 21 13: Split System Screw Chillers
23-33 21 13 21: Screw Chillers
23-33 21 13 23 11: Packaged Scroll Chillers
23-33 21 13 23 13: Split System Scroll Chillers
23-33 21 13 23: Scroll Chillers
23-33 21 13: Chillers
23-33 23 00: Cooling Towers
23-33 23 11: Mechanical Draft Cooling Towers
23-33 23 13: Natural Draft Cooling Towers
23-33 23 15: Cooling Ponds
23-33 25 00: Air Handling Units
23-33 25 11 11: Built Up Indoor Air Handling Units
23-33 25 11 13: Built Up Rooftop Air Handling Units
23-33 25 11: Built Up Air Handling Units
23-33 25 13 11: Customized Indoor Air Handling Units
23-33 25 13 13: Customized Rooftop Air Handling Units
23-33 25 13: Customized Air Handling Units
23-33 25 15: Heating and Ventilating Units
23-33 25 17 11: Modular Indoor Air Handling Units
23-33 25 17 13: Modular Rooftop Air Handling Units
23-33 25 17: Modular Air Handling Units
23-33 25 19: Pre Fabricated Air Handling Units
23-33 27 00: Air Humidity Control Equipment
23-33 27 11 11: Convection Air Washers
23-33 27 11 13: Evaporative Air Washers
23-33 27 11: Air Washers
23-33 27 13 11 11: Swimming Pool Dehumidification Units
23-33 27 13 11: Dehumidifiers
23-33 27 13 13: Permanently Installed Dehumidifiers
23-33 27 13 15: Portable Dehumidifiers
23-33 27 13: Dehumidifiers
23-33 27 15: Air Humidifiers
23-33 27 17: Vaporizers
23-33 29 00: HVAC Dampers
23-33 29 11: 3 Way Diverter Dampers
23-33 29 13 11 11: Spring Loaded Opposed Blade Backdraft Dampers
23-33 29 13 11 13: Counter Weight Balanced Opposed Blade Backdraft Dampers
23-33 29 13 11: Opposed Blade Backdraft Dampers
23-33 29 13 13 11: Spring Loaded Parallel Backdraft Dampers
23-33 29 13 13 13: Counter Weight Balanced Parallel Backdraft Dampers
23-33 29 13 13: Parallel Backdraft Dampers
23-33 29 13: Backdraft Dampers
23-33 29 15: Bi Plane Dampers
23-33 29 17 11: Automatically Control Butterfly Dampers
23-33 29 17 13: Manual Butterfly Dampers
23-33 29 17: Butterfly Dampers
23-33 29 19 11: Automatically Control Dampers
23-33 29 19 13: Manual Dampers
23-33 29 19: Dampers
23-33 29 21: Diffuser Firestop Flaps
23-33 29 23 11: Manual Fire Dampers
23-33 29 23 13: Automatic Fire Dampers
23-33 29 23: Fire Dampers
23-33 29 25 11: Manual Smoke Dampers
23-33 29 25 13: Automatic Smoke Dampers
23-33 29 25: Smoke Dampers
23-33 29 27: Non Return Dampers
23-33 29 29: Guillotine Dampers
23-33 29 31 11: Louvre Dampers with Opposed Blade Motion
23-33 29 31: Louvre Dampers
23-33 29 33 11: Double Panel Wall Louvers
23-33 29 33: Movable Blade Wall Louvers
23-33 29 35: Static Pressure Regulating Dampers
23-33 29 37 11 11: Manual Opposed Blade Volume Control Dampers
23-33 29 37 11 13: Automatic Opposed Blade Volume Control Dampers
23-33 29 37 11: Opposed Blade Volume Control Dampers
23-33 29 37 13 11: Manual Parallel Volume Control Dampers
23-33 29 37 13 13: Automatic Parallel Volume Control Dampers
23-33 29 37 13: Parallel Volume Control Dampers
23-33 29 37: Volume Control Dampers
23-33 29 39: Fire Shutters for Air Ductwork
23-33 31 00: Air Circulators
23-33 31 11 11: Heated Air Curtains
23-33 31 11 13: Non Heated Air Curtains
23-33 31 11: Air Curtains
23-33 31 13 11: Permanently Installed Blowers
23-33 31 13 13: Portable Blowers
23-33 31 13: Blowers
23-33 31 15 11: Canopy Exhaust Hoods
23-33 31 15 13: Chemical Fume Hoods
23-33 31 15 15: Perchloric Acid Fume Hoods
23-33 31 15 17: Radio Isotope Fume Hoods
23-33 31 15 19: Snorkel Exhaust Hoods
23-33 31 15 21: Grease Exhaust Hoods
23-33 31 15: Exhaust Hoods
23-33 31 17 11: Chemical Exhaust Hood Fire Suppression Systems
23-33 31 17 13: Gas Exhaust Hood Fire Suppression Systems
23-33 31 17: Exhaust Hood Fire Suppression System
23-33 31 19 11 11: Axial Plug Fans
23-33 31 19 11 13: Axial Vane Fans
23-33 31 19 11 15: Ceiling Fans
23-33 31 19 11 17: Propeller Fans
23-33 31 19 11 19: Tube Axial Fans
23-33 31 19 11 21: Variable Pitch Axial Vane Fans
23-33 31 19 11: Axial Fans
23-33 31 19 13 11: Centrifugal Plug Fans
23-33 31 19 13 13: Double Inlet Centrifugal Fans
23-33 31 19 13 15: Single Inlet Centrifugal Fans
23-33 31 19 13: Centrifugal Fans
23-33 31 19: Fans
23-33 31 21 11 11: Down Blast Centrifugal Power Ventilators
23-33 31 21 11 13: Up Blast Centrifugal Power Ventilators
23-33 31 21 11: Centrifugal Power Ventilators
23-33 31 21 13 11: Down Blast Propeller Power Ventilators
23-33 31 21 13 13: Up Blast Propeller Power Ventilators
23-33 31 21 13: Propeller Power Ventilators
23-33 31 21: Power Ventilators
23-33 33 00: HVAC Fan Coil Units
23-33 33 11 11 11: 2 Pipe Fan Coil Cooling Units
23-33 33 11 11 13: 4 Pipe Fan Coil Cooling Units
23-33 33 11 11: Fan Coil Cooling Units
23-33 33 11 13 11: 4 Pipe Fan Coil Heating Units
23-33 33 11 13 13: 2 Pipe Fan Coil Heating Units
23-33 33 11 13: Fan Coil Heating Units
23-33 33 11 15 11: 2 Pipe Fan Coil Heating and Cooling Units
23-33 33 11 15 13: 4 Pipe Fan Coil Heating and Cooling Units
23-33 33 11 15: Fan Coil Heating and Cooling Units
23-33 33 11: Fan Coil Units
23-33 35 00: HVAC Coils
23-33 35 11 11: HVAC Glycol Coils
23-33 35 11 13: HVAC Steam Coils
23-33 35 11 15: HVAC Water Coils
23-33 35 11: HVAC Coils
23-33 37 00: Refrigerant Condensing Units
23-33 37 11: Packaged Refrigerant Coils and Fan Units
23-33 37 13: Refrigerant Condensing Coils
23-33 37 15: Refrigerant Evaporators
23-33 39 00: Air Conditioning Equipment
23-33 39 11 11: Room Air Conditioners
23-33 39 11: Air Conditioners
23-33 39 13: High Pressure Air Conditioning Units
23-33 39 15 11: Make Up Air Units With Heat
23-33 39 15 13: Make Up Air Units Without Heat
23-33 39 15: Make Up Air Units
23-33 39 17 11 11: Air Cooled Dual Pack Packaged Air Conditioners
23-33 39 17 11 13: Water Cooled Dual Pack Packaged Air Conditioners
23-33 39 17 11: Dual Pack Packaged Air Conditioners
23-33 39 17 13 11: Air Cooled Single Pack Packaged Air Conditioners
23-33 39 17 13 13: Water Cooled Single Pack Packaged Air Conditioners
23-33 39 17 13 15: Unitary Air Conditioning Equipment
23-33 39 17 13: Single Pack Packaged Air Conditioners
23-33 39 17: Packaged Air Conditioners
23-33 39 19 11 11: Air Cooled Fixed Packaged Terminal Air Conditioners
23-33 39 19 11 13: Water Cooled Fixed Packaged Terminal Air Conditioners
23-33 39 19 11: Fixed Packaged Terminal Air Conditioners
23-33 39 19 13 11: Air Cooled Portable Packaged Terminal Air Conditioners
23-33 39 19 13 13: Water Cooled Portable Packaged Terminal Air Conditioners
23-33 39 19 13: Portable Packaged Terminal Air Conditioners
23-33 39 19 15 11: Air Cooled Window Packaged Terminal Air Conditioners
23-33 39 19 15 13: Water Cooled Window Packaged Terminal Air Conditioners
23-33 39 19 15: Window Packaged Terminal Air Conditioners
23-33 39 19: Packaged Terminal Air Conditioning Units
23-33 39 21: Split System Air Conditioning Units
23-33 41 00: HVAC Air Terminals
23-33 41 11 11 11: Single Duct Mixing Fan Powered Terminal Air Units
23-33 41 11 11 13: Dual Duct Mixing Fan Powered Terminal Air Units
23-33 41 11 11: Mixing Fan Powered Terminal Air Units
23-33 41 11 13 11: Single Duct Mixing Fan Powered Terminal Air Units
23-33 41 11 13 13: Dual Duct Mixing Fan Powered Terminal Air Units
23-33 41 11 13: Non Mixing Fan Powered Terminal Air Units
23-33 41 11: Fan Powered Terminal Air Units
23-33 41 13 11 11: Single Duct Constant Volume Air Induction Terminal Air Units
23-33 41 13 11 13: Dual Duct Constant Volume Air Induction Terminal Air Units
23-33 41 13 11: Constant Volume Air Induction Terminal Air Units
23-33 41 13 13 11: Single Duct Variable Air Volume Induction Terminal Air Units
23-33 41 13 13 13: Dual Duct Variable Air Volume Induction Terminal Air Units
23-33 41 13 13: Variable Air Volume Induction Terminal Air Units
23-33 41 13: Induction Terminal Air Units
23-33 41 15: HVAC Mixing Boxes
23-33 41 17 11 11: Dual Duct Constant Volume Air Terminal Units
23-33 41 17 11 13: Single Duct Constant Volume Air Terminal Units
23-33 41 17 11: Constant Volume Air Terminal Units
23-33 41 17 13 11: Dual Duct Variable Air Volume Terminal Units
23-33 41 17 13 13: Single Duct Variable Air Volume Terminal Units
23-33 41 17 13: Variable Air Volume Terminal Units
23-33 41 17: Terminal Air Units
23-33 41 19: Exhaust Terminals
23-33 43 00: HVAC Condenser Units
23-33 43 11 11: Indoor Air Cooled Condenser Units
23-33 43 11 13: Outdoor Air Cooled Condenser Units
23-33 43 11: Air Cooled Condenser Units
23-33 43 13: Evaporative Condenser Units
23-33 43 15 11: Air Cooled Refrigeration Condenser Units
23-33 43 15 13: Water Cooled Refrigeration Condenser Units
23-33 43 15: Refrigeration Condenser Units
23-33 43 17 11: Indoor Water Cooled Condenser Units
23-33 43 17: Water Cooled Condenser Units
23-33 45 00: HVAC Coolers
23-33 45 11: HVAC Dry Coolers
23-33 45 13: HVAC Evaporative Coolers
23-33 47 00: Air Dryers
23-33 47 11: Refrigerated Air Dryers
23-33 47 13: Regenerative Desiccant Air Dryers
23-33 49 00: HVAC Ductwork
23-33 49 11 11 11: Ceiling Linear Ventilation Diffusers
23-33 49 11 11: Ceiling Ventilation Diffusers
23-33 49 11 13: Wall Ventilation Diffusers
23-33 49 11 15: Floor Ventilation Diffusers
23-33 49 11: Ventilation Diffusers
23-33 49 13 11 11: Flexible Ventilation Ducts
23-33 49 13 11: Round Ventilation Ducts
23-33 49 13 13: Square Ventilation Ducts
23-33 49 13: Ventilation Ducts
23-33 49 15: Duct Access Panels
23-33 49 17 11: Duct Covering Insulation
23-33 49 17 13: Duct Liner Insulation
23-33 49 17: Duct Insulation
23-33 49 19: Ductwork Distribution Collectors
23-33 49 21 11: Air Outlets and Inlets
23-33 49 21 13: Ductwork Guide Vanes
23-33 49 21 15: Ductwork Air Mixers
23-33 49 21 17: Ductwork Sound Attenuators
23-33 49 21: Ductwork Expansion Vessels
23-33 49 23 11: Exhaust Air Grilles
23-33 49 23 13: Return Air Grilles
23-33 49 23 15: Supply Air Grilles
23-33 49 23 17: Transfer Air Grilles
23-33 49 23: Grilles
23-33 49 25 11: Exhaust Air Ventilation Registers
23-33 49 25 13: Return Air Ventilation Registers
23-33 49 25 15: Supply Air Ventilation Registers
23-33 49 25: Ventilation Registers
23-33 49 27 11: Gravity Ventilators
23-33 49 27 13: Intake and Relief Ventilators
23-33 49 27 15: Relief Ventilators
23-33 49 27 17: Intake Ventilators
23-33 49 27: Ventilators
23-33 49 29 11: Access Fittings for Air Ductwork
23-33 49 29 13: Couplings for Air Ductwork
23-33 49 29 15: Hangers for Air Ductwork
23-33 49 29 17: Supports for Air Ductwork
23-33 49 29 19: Mechanical Fasteners for Air Ductwork
23-33 49 29: Air Ductwork Accessories
23-33 51 00: HVAC Specialized Equipment
23-33 51 11: Refrigerant Monitors
23-33 51 13: Refrigerant Purge Units
23-33 51 15: Ultraviolet Disinfection Lighting
23-33 53 00: Solar Water Heating Equipment
23-33 53 11: Solar Water Heating Packaged Units
23-33 53 13 11: Solar Water Heating Absorber Plates
23-33 53 13 13: Solar Water Heating Absorber Tubing
23-33 53 13 15: Solar Water Heating Coatings and Surface Treatment
23-33 53 13 17: Solar Water Heating Collector Insulation
23-33 53 13 19: Solar Water Heating Glazing
23-33 53 13 21: Solar Water Heating Housing and Framing
23-33 53 13 23: Solar Water Heating Reflectors
23-33 53 13: Solar Water Heating Collector Components
23-33 53 15 11: Solar Water Heating Flat Plate Collectors
23-33 53 15 13: Solar Water Heating Concentrating Collectors
23-33 53 15 15: Solar Water Heating Vacuum Tube Collectors
23-33 53 15: Solar Water Heating Collector Units
23-33 55 00: Energy HVAC Recovery Equipment
23-33 55 11: Heat Pipes
23-33 55 13: Heat Wheels
23-35 00 00: Electrical and Lighting Specific Products and Equipment
23-35 11 00: Electrical Generators
23-35 11 11 11: Engine Electrical Generators
23-35 11 11 13: Motor Electrical Generators
23-35 11 11: Single Unit Electrical Generators
23-35 11 12 11: Electrical Generation Diesel Engines
23-35 11 12 13: Electrical Generation Gas Engines
23-35 11 12 15 11: Electrical Generation Natural Gas Turbines
23-35 11 12 15: Electrical Generation Natural Gas Engines
23-35 11 12 17: Electrical Generation Steam Turbines
23-35 11 12: Single Unit Electrical Generator Engines
23-35 11 13 11: Alternating Current Frequency Converters
23-35 11 13 13: Alternating Current Generator Sets
23-35 11 13 15: Direct Current Generator Sets
23-35 11 13 17: Multiple Frequency Electrical Generator Sets
23-35 11 13 19: Multiple Voltage Electrical Generator Sets
23-35 11 13: Motor Generator Sets
23-35 11 15 11: Diesel Generator Sets
23-35 11 15 13: Gas Generator Sets
23-35 11 15 15: Natural Gas Generator Sets
23-35 11 15 17: Steam Turbine Generator Sets
23-35 11 15 19: Thermal Generator Sets
23-35 11 15 21: Hydro Turbine Generator Sets
23-35 11 15 23: Wind Generator Sets
23-35 11 15: Engine Generator Sets
23-35 11 17 11: Photoelectric Cell
23-35 11 17 12: Photoelectric Panel
23-35 11 17 13: Photovoltaic Array
23-35 11 17 15: Photovoltaic Collectors
23-35 11 17: Photovoltaic Generators
23-35 13 00: Transformers
23-35 13 11: Current Transformers
23-35 13 13 11: Current Instrument Transformers
23-35 13 13 13: Pulse Instrument Transformers
23-35 13 13 15: Voltage Instrument Transformers
23-35 13 13: Instrument Transformers
23-35 13 15 11 11: Electrical Network Dry Isolation Transformers
23-35 13 15 11 13: Electrical Network Oil Filled Isolation Transformers
23-35 13 15 11: Electrical Network Isolation Transformers
23-35 13 15 13 11: Electrical Network Dry Step Down Transformers
23-35 13 15 13 13: Electrical Network Oil Filled Step Down Transformers
23-35 13 15 13: Electrical Network Step Down Transformers
23-35 13 15 15 11: Electrical Network Dry Step Up Transformers
23-35 13 15 15 13: Electrical Network Oil Filled Step Up Transformers
23-35 13 15 15: Electrical Network Step Up Transformers
23-35 13 15: Electrical Network Transformers
23-35 13 17 11 11: Power Dry Harmonic Mitigation Transformers
23-35 13 17 11 13: Power Oil Filled Harmonic Mitigation Transformers
23-35 13 17 11: Power Harmonic Mitigation Transformers
23-35 13 17 13 11: Power Dry Isolation Transformers
23-35 13 17 13 13: Power Oil Filled Isolation Transformers
23-35 13 17 13: Power Isolation Transformers
23-35 13 17 15 11: Power Dry Step Down Transformers
23-35 13 17 15 13: Power Oil Filled Step Down Transformers
23-35 13 17 15: Power Step Down Transformers
23-35 13 17 17 11: Power Dry Step Up Transformers
23-35 13 17 17 13: Power Oil Filled Step Up Transformers
23-35 13 17 17: Power Step Up Transformers
23-35 13 17: Power Transformers
23-35 13 19 11: Transformer Commutators
23-35 13 19 13: Transformer Ballasts
23-35 13 19: Transformer Accessories
23-35 15 00: Electric Motors
23-35 15 11 11 11: Multi Speed Single Phase AC Motors
23-35 15 11 11 13: Single Speed Single Phase AC Motors
23-35 15 11 11 15: Synchronous Single Phase AC Motors
23-35 15 11 11: Single Phase AC Motors
23-35 15 11 13 11: Multi Speed Three Phase AC Motors
23-35 15 11 13 13: Single Speed Three Phase AC Motors
23-35 15 11 13 15: Synchronous Three Phase AC Motors
23-35 15 11 13: Three Phase AC Motors
23-35 15 11: Alternating Current (AC) Motors
23-35 15 13 11: Brushless DC Motors
23-35 15 13 13: Compound Wound DC Motors
23-35 15 13 15: Coreless DC Motors
23-35 15 13 17: Limited Angle Torque DC Motors
23-35 15 13 19: Linear DC Motors
23-35 15 13 21: Permanent Magnetic DC Motors
23-35 15 13 23: Series Wound DC Motors
23-35 15 13 25: Shunt Wound DC Motors
23-35 15 13 27: Step DC Motors
23-35 15 13: Direct Current (DC) Motors
23-35 15 15: DC Servo Motors
23-35 15 17: Dynamotors
23-35 15 19: Hydraulic Driven Motors
23-35 15 21: Pneumatic Driven Motors
23-35 15 23: Steam Driven Motors
23-35 17 00: Variable Speed Drives
23-35 17 11: Direct Current Electronic Speed Controller Drives
23-35 17 13: Slip Controlled Drives
23-35 17 15 11: Pulse Width Variable Frequency Drives
23-35 17 15 13: Current Source Input Variable Frequency Drives
23-35 17 15 15: Variable Voltage Input Variable Frequency Drives
23-35 17 15: Variable Frequency Drives
23-35 19 00: Batteries
23-35 19 11: Battery Racks
23-35 19 13 11: Alkaline Batteries
23-35 19 13 13: Dry Cell Batteries
23-35 19 13 15: Lithium Batteries
23-35 19 13 17: Silver Oxide Batteries
23-35 19 13 19: Zinc Air Batteries
23-35 19 13 21: Zinc Coal Batteries
23-35 19 13: Non Rechargeable Batteries
23-35 19 15 11: Alkaline Batteries
23-35 19 15 13 11: Sealed Lead Acid Batteries
23-35 19 15 13 13: Wet Cell Lead Acid Batteries
23-35 19 15 13: Lead Acid Batteries
23-35 19 15 15: Lithium Batteries
23-35 19 15 17: Manganese Batteries
23-35 19 15 19: Mercuric Oxide Batteries
23-35 19 15 21: Nickel Cadmium Batteries
23-35 19 15 23: Nickel Hydrogen Batteries
23-35 19 15 25: Nickel Iron Batteries
23-35 19 15 27: Nickel Metal Hydride Batteries
23-35 19 15 29: Nickel Sodium Chloride Batteries
23-35 19 15 31: Silver Oxide Batteries
23-35 19 15: Rechargeable Batteries
23-35 21 00: Battery Chargers
23-35 23 00: Power Conditioning Equipment
23-35 23 11 11: Electric Interference Suppressor Filters
23-35 23 11 13: Harmonic Filters
23-35 23 11: Harmonic Control Devices
23-35 23 13 11: Rotary Converters
23-35 23 13: Power Converters
23-35 23 15 11: Static Rectifiers
23-35 23 15 13: Ondulators
23-35 23 15 15: Combined Converter Sets
23-35 23 15 17: Direct Current (DC) Drive Controllers
23-35 23 15 19: Slip Controllers
23-35 23 15 21: Static Frequency Converters
23-35 23 15 23: Static Uninterruptible Power Supplies
23-35 23 15 25: Variable Frequency Controllers
23-35 23 15 27: Frequency Changers
23-35 23 15 29: Rotary Uninterruptible Power Units
23-35 23 15: Static Power Converters
23-35 23 17 11: Commutator Inverters
23-35 23 17 13: Solid State Inverters
23-35 23 17: Power Inverters
23-35 23 19 11: Capacitive and Inductive Power Correction Devices
23-35 23 19 13: Capacitive Power Correction Devices
23-35 23 19 15: Inductive Power Correction Devices
23-35 23 19 17: Capacitors
23-35 23 19 19: Power Factor Controls (Cosines Phi)
23-35 23 19: Powerfactor Correction Devices
23-35 23 21 11: Uninterruptible Power Supply Component Systems
23-35 23 21 13: Uninterruptible Power Supply Packaged Units
23-35 23 21: Uninterrupted Power Supply (UPS) Units
23-35 25 00: Electrical Instrumentation and Controls
23-35 25 11 11: Power Meters
23-35 25 11 13: Voltage Meters
23-35 25 11 15: Resistance Meters
23-35 25 11 17: Frequency Meters
23-35 25 11 19: Multi Meters
23-35 25 11 21: Current Meters
23-35 25 11 23: Amp Hour Meters
23-35 25 11 25: Power Factor Meters
23-35 25 11 27 11: Electromechanical Remote Kilowatt Hour Meters
23-35 25 11 27 13: Electromechancial Kilowatt Hour Meters
23-35 25 11 27 15: Solid State Remote Kilowatt Hour Meters
23-35 25 11 27 17: Solid State Kilowatt Hour Meters
23-35 25 11 27: Kilowatt Hour Meters
23-35 25 11 29: Multiple Tariff Meters
23-35 25 11: Electrical Meters
23-35 25 13 11: Watt Hour Recorders
23-35 25 13: Electrical Energy Recording Devices
23-35 25 15: Electrical Network Protection Modules
23-35 25 17: Electrical Power Protection Modules
23-35 25 19: Motor Starters
23-35 25 21: Programmable Logic Controllers
23-35 25 23: Electrical Control Panels
23-35 25 25: Electrical Line Supervisor Sets
23-35 27 00: Electrical Terminals
23-35 27 11 11: Electrical Receptacle Terminal Units
23-35 27 11 13: Ground Fault Receptacles
23-35 27 11 15: Electrical Extension Cords
23-35 27 11 17 11: Electrical Telltale Lamps
23-35 27 11 17 13: Electrical Receptacle Protectors
23-35 27 11 17 15: Electrical Receptacle Adapters
23-35 27 11 17: Electrical Receptacle Accessories
23-35 27 11: Electrical Receptacles
23-35 27 13: Electrical Plug Connectors
23-35 29 00: Circuit Breakers
23-35 29 11 11: Network Distribution Air Circuit Breakers
23-35 29 11 13: Power Distribution Air Circuit Breakers
23-35 29 11: Air Circuit Breakers
23-35 29 13 11: Network Distribution Gas Circuit Breakers
23-35 29 13 13: Power Distribution Gas Circuit Breakers
23-35 29 13: Gas Circuit Breakers
23-35 29 15: Ground Fault Circuit Breakers
23-35 29 17 11: Shunt Molded Case Circuit Breakers
23-35 29 17: Molded Case Circuit Breakers
23-35 29 19 11: Network Distribution Oil Circuit Breakers
23-35 29 19 13: Power Distribution Oil Circuit Breakers
23-35 29 19: Oil Circuit Breakers
23-35 29 21 11: Network Distribution Vacuum Circuit Breakers
23-35 29 21 13: Power Distribution Vacuum Circuit Breakers
23-35 29 21: Vacuum Circuit Breakers
23-35 29 23: Ground Fault Circuit Interrupters
23-35 29 25: Network Protectors
23-35 29 27 11: Air Disconnects
23-35 29 27 13: Vacuum Disconnects
23-35 29 27 15: Gas Disconnects
23-35 29 27: Electrical Disconnects
23-35 29 29 11: Fuse Panels
23-35 29 29 13: Fuse Holders
23-35 29 29: Fuses
23-35 31 00: Electrical Power Distribution Devices
23-35 31 11: Power Supply Devices
23-35 31 13: Distribution Panel Boards
23-35 31 15: Electrical Distribution Control Panels
23-35 31 17: Electrical Panel Boards
23-35 31 19: Electrical Panel Meter Sockets
23-35 31 21: Load Centers
23-35 31 23: Motor Control Centers
23-35 31 25: Power Control and Monitoring Assemblies
23-35 31 27 11: Multiple Section Power Distribution Units
23-35 31 27 13: Stand Alone Power Distribution Units
23-35 31 27: Power Distribution Units
23-35 31 29 11: Distribution Switchboards
23-35 31 29 13: Paralleling Switchboards
23-35 31 29: Switchboards
23-35 31 31 11 11: Electronic Controlled Distribution Switchgear
23-35 31 31 11 13: Mechanically Controlled Distribution Switchgear
23-35 31 31 11 15: Remote Controlled Distribution Switchgear
23-35 31 31 11 17: Time Controlled Distribution Switchgear
23-35 31 31 11: Distribution Switchgear
23-35 31 31 13 11: Electronic Controlled Paralleling Switchgear
23-35 31 31 13 13: Mechanically Controlled Paralleling Switchgear
23-35 31 31 13 15: Remote Controlled Paralleling Switchgear
23-35 31 31 13 17: Time Controlled Paralleling Switchgear
23-35 31 31 13: Paralleling Switchgear
23-35 31 31: Switchgear
23-35 31 33 11: Aluminum Electrical Busbars
23-35 31 33 13: Copper Electrical Busbars
23-35 31 33: Electrical Busbars
23-35 31 35: Electrical Feeders
23-35 33 00: Electrical Ducting Wireways Components
23-35 33 11: Electrical Service Penetrations
23-35 33 13 11: Electrical Conductor Rails
23-35 33 13 13: Electrical Conductor Couplings
23-35 33 13 15: Electrical Conductor Insulation
23-35 33 13 17: Electrical Support Wires
23-35 33 13 19: Conductor Mechanical Fasteners
23-35 33 13: Electrical Conductor Components
23-35 33 15 11: Electrical Ceiling Junction Boxes
23-35 33 15 13: Electrical Wall Junction Boxes
23-35 33 15: Electrical Junction Boxes
23-35 33 17 11: Electrical Cable Reels
23-35 33 17 13: Mechanical Fasteners for Conduits
23-35 33 17 15: Mechanical Fasteners for Trunking
23-35 33 17: Electrical Conduits
23-35 33 19: Electrical Cable Trays
23-35 33 21 11: Aluminum Electrical Bus Ducts
23-35 33 21 13: Copper Electrical Bus Ducts
23-35 33 21: Electrical Bus Ducts
23-35 33 23 11: Horizontal Electrical Racks
23-35 33 23 13: Vertical Electrical Racks
23-35 33 23: Electrical Racks
23-35 33 25 11: Underfloor Electrical Wireways
23-35 33 25 13: Vertical Electrical Wire Raceways
23-35 33 25 15: Horizontal Electrical Wire Raceways
23-35 33 25 17 11: Ceiling Grid Electrical Wire Tracks
23-35 33 25 17 13: Ceiling Grid Electrical Wire Track Connectors
23-35 33 25 17: Ceiling Grid Electrical Systems
23-35 33 25: Electrical Wireways
23-35 35 00: Electrical Contactors
23-35 37 00: Electrical Switches
23-35 37 11 11: Normal Power Seeking Automatic Transfer Switches
23-35 37 11 13: Power Seeking Automatic Transfer Switches
23-35 37 11: Automatic Transfer Switches
23-35 37 13: Manual Transfer Switches
23-35 37 15 11: Barrel Key Switches
23-35 37 15: Barrel Switches
23-35 37 17 11: Lighting Dimmer Rheostats
23-35 37 17 12: Ganged Lighting Dimmers
23-35 37 17 13: Dimmers
23-35 37 17: Dimmer Control Switches
23-35 37 19 11: Fused Disconnect Switches
23-35 37 19 13: Non Fused Disconnect Switches
23-35 37 19: Disconnect Switches
23-35 37 21: Drum Switches
23-35 37 23: Flow Switches
23-35 37 25: Key Lock Switches
23-35 37 27 11: Level Switches
23-35 37 27 13: Reed Switches
23-35 37 27: Limit Switches
23-35 37 29: Modular Wiring System Switches
23-35 37 31: Photocell Switches
23-35 37 33 11: Differential Pressure Switches
23-35 37 33: Pressure Switches
23-35 37 35 11: Mercury Switches
23-35 37 35: Rocker Switches
23-35 37 37: Time Switches
23-35 37 39: Foot Switches
23-35 37 41: Joysticks
23-35 37 43: Programmable Logic Control Switches
23-35 37 45: Proximity Switches
23-35 37 47: Pull Chain Switches
23-35 37 49: Push Button Switches
23-35 37 51: Radio Frequency Switches
23-35 37 53: Rotary Switches
23-35 37 55: Slide Switches
23-35 37 57: Snap Switches
23-35 37 59: Speed Switches
23-35 37 61: Tamper Switches
23-35 37 63: Temperature Switches
23-35 37 65: Vacuum Switches
23-35 39 00: Electric Power Protection Devices
23-35 39 11: Electrical Grounding Device
23-35 39 13 11: Electrical Ground Plates
23-35 39 13 13: Electrical Ground Rods
23-35 39 13: Earth Connection Electrodes
23-35 39 15 11: Lightning Arresters
23-35 39 15 13: Lightning Rods
23-35 39 15: Lightning Protection
23-35 39 17: Surge Protection Devices
23-35 41 00: Electrical Isolation Equipment
23-35 41 11: Electronic Chokes
23-35 41 13: Signal Converters
23-35 43 00: Electrical Relays
23-35 43 11: Auxiliary Protective Relays
23-35 43 13: Control Relays
23-35 43 15 11: Current Differential Solid State Relays
23-35 43 15: Current Differential Relays
23-35 43 17: General Purpose Relays
23-35 43 19 11: Ground Fault Solid State Relays
23-35 43 19: Ground Fault Relays
23-35 43 21: Load Shedding Relays
23-35 43 23 11: Automatic Reset Lockout Relays
23-35 43 23 13: Manual Reset Lockout Relays
23-35 43 23: Lockout Relays
23-35 43 25: Mercury Relays
23-35 43 27 11: Overcurrent Directional, Induction Disc Relays
23-35 43 27 13: Over Current Induction Disc Relays
23-35 43 27 15: Over Current Thermal Relays
23-35 43 27 17: Over Current Solid State Relays
23-35 43 27: Over Current Relays
23-35 43 29 11: Overload Solid State Relays
23-35 43 29: Overload Relays
23-35 43 31 11: Phase Failure Solid State Relays
23-35 43 31: Phase Failure Relays
23-35 43 33: Power Relays
23-35 43 35 11 11: Reverse Current Solid State Time Relays
23-35 43 35 11: Reverse Current Time Relays
23-35 43 35 13 11: Reverse Power Solid State Time Relays
23-35 43 35 13: Reverse Power Time Relays
23-35 43 35 15 11: Power Factor Solid State Time Relays
23-35 43 35 15: Power Factor Time Relays
23-35 43 35: Time Relays
23-35 43 37 11 11: Under Voltage Solid State Relays
23-35 43 37 11: Under Voltage Relays
23-35 43 37 13 11: Over Voltage Solid State Relays
23-35 43 37 13: Over Voltage Relays
23-35 43 37 15 11: Over Under Voltage Solid State Relays
23-35 43 37 15: Over Under Voltage Relays
23-35 43 37: Voltage Relays
23-35 45 00: Non Electrical Lighting
23-35 45 11 11: Alcohol Lanterns
23-35 45 11 13: Butane Lanterns
23-35 45 11 15: Kerosene Lanterns
23-35 45 11 17: Natural Gas Lanterns
23-35 45 11 19: Propane Lanterns
23-35 45 11: Lanterns
23-35 45 13 11: Alcohol Torches
23-35 45 13 13: Butane Torches
23-35 45 13 15: Kerosene Torches
23-35 45 13 17: Natural Gas Torches
23-35 45 13 19: Propane Torches
23-35 45 13: Torches
23-35 45 15 11: Alcohol Lamps
23-35 45 15 13: Butane Lamps
23-35 45 15 15: Kerosene Lamps
23-35 45 15 17: Natural Gas Lamps
23-35 45 15 19: Propane Lamps
23-35 45 15: Lamps
23-35 45 17: Solar Tubes
23-35 45 19: Strobe Light Fixtures
23-35 47 00: Electrical Lighting
23-35 47 11 11 11: Non Weather Rated Fluorescent Lighting Fixtures
23-35 47 11 11 13: Non Weather Rated Halogen Lighting Fixtures
23-35 47 11 11 15: Non Weather Rated High Intensity Discharge Lighting Fixtures
23-35 47 11 11 17: Non Weather Rated Incandescent Lighting Fixtures
23-35 47 11 11 19: Non Weather Rated Light Emitting Diode Lighting Fixtures
23-35 47 11 11: Non Weather Rated Lighting Fixtures
23-35 47 11 13 11: Submersible Fluorescent Lighting Fixtures
23-35 47 11 13 13: Submersible Halogen Lighting Fixtures
23-35 47 11 13 15: Submersible High Intensity Discharge Lighting Fixtures
23-35 47 11 13 17: Submersible Incandescent Lighting Fixtures
23-35 47 11 13 19: Submersible Light Emitting Diode Lighting Fixtures
23-35 47 11 13: Submersible Lighting Fixtures
23-35 47 11 15 11: Weather Rated Fluorescent Lighting Fixtures
23-35 47 11 15 13: Weather Rated Halogen Lighting Fixtures
23-35 47 11 15 15: Weather Rated High Intensity Discharge Lighting Fixtures
23-35 47 11 15 17: Weather Rated Incandescent Lighting Fixtures
23-35 47 11 15 19: Weather Rated Light Emitting Diode Lighting Fixtures
23-35 47 11 15: Weather Rated Lighting Fixtures
23-35 47 11 17: Chandelier
23-35 47 11 18 11: Explosion Proof Fluorescent Lighting Fixtures
23-35 47 11 18 13: Explosion Proof Halogen Lighting Fixtures
23-35 47 11 18 15: Explosion Proof High Intensity Discharge Lighting Fixtures
23-35 47 11 18 17: Explosion Proof Incandescent Lighting Fixtures
23-35 47 11 18 19: Explosion Proof Light Emitting Diode Lighting Fixtures
23-35 47 11 18: Explosion Proof Lighting Fixtures
23-35 47 11 19 11: Hazardous Fluorescent Lighting Fixtures
23-35 47 11 19 13: Hazardous Halogen Lighting Fixtures
23-35 47 11 19 15: Hazardous High Intensity Discharge Lighting Fixtures
23-35 47 11 19 17: Hazardous Incandescent Lighting Fixtures
23-35 47 11 19 19: Hazardous Light Emitting Diode Lighting Fixtures
23-35 47 11 19: Hazardous Lighting Fixtures
23-35 47 11 20: Security Lighting Fixtures
23-35 47 11 21 11: Lighting Bollards
23-35 47 11 21 13: Lighting Poles
23-35 47 11 21 15: Lighting Posts
23-35 47 11 21 17: Buried Uplights
23-35 47 11 21 19: Floodlight Fixtures
23-35 47 11 21 21 11: Focus Spotlight Fixture
23-35 47 11 21 21 13: Follow Spotlight Fixture
23-35 47 11 21 21 15: Spotlight Bank Fixture
23-35 47 11 21 21 17: Pin Spotlight Fixture
23-35 47 11 21 21: Spotlight Fixtures
23-35 47 11 21 23: Street and Roadway Lighting Fixtures
23-35 47 11 21 25: Aircraft Paving Lighting Fixtures
23-35 47 11 21: Specialized Lighting Fixtures
23-35 47 11: Lighting Fixtures
23-35 47 13 11: Hard Wired Emergency Lighting
23-35 47 13 13: Emergency Lighting With Battery Backup
23-35 47 13 15: Passive Emergency Lighting Strips
23-35 47 13 17: Emergency Lighting Strobe
23-35 47 13: Emergency Lighting
23-35 47 15 11: Battery Backup Exit Illuminated Signs
23-35 47 15 13: Hard Wired Backup Exit Illuminated Signs
23-35 47 15 15: Self Illuminated Exit Illuminated Signs
23-35 47 15: Exit Illuminated Signs
23-35 47 17: Fiber Optic Lighting
23-35 47 19 11: Illuminated Signs Boards
23-35 47 19: Communication Lighting Specialties
23-35 47 21 11: Lampholders
23-35 47 21 13: Lighting Diffusers
23-35 47 21 15: Lighting Ballasts
23-35 47 21 17: Lighting Tracks
23-35 47 21 19: Lampshades
23-35 47 21: Accessories for Lighting
23-35 47 23 11: Halogen Lamps
23-35 47 23 13: Incandescent Lamps
23-35 47 23 15 11: Fluorescent Lamps
23-35 47 23 15 13: Compact Fluorescent Lamps
23-35 47 23 15 15: Sodium Vapor Lamps
23-35 47 23 15 17: High Pressure Discharge Lamps
23-35 47 23 15: Discharge Lamps
23-35 47 23 17: Light Emitting Diode Lamps
23-35 47 23: Lamps
23-37 00 00: Information and Communication Specific Products and Equipment
23-37 11 00: Information Technology and Telecommunications Ducting Wireways Components
23-37 11 11: Communication Service Penetrations
23-37 11 13: Communication Cable Trays
23-37 11 15 11: Information Technology Racks
23-37 11 15 13: Telephone Racks
23-37 11 15 15 11: Fiber Optic Cabinets
23-37 11 15 15 13: Fiber Adapter Panels
23-37 11 15 15: Fiber Optic Equipment
23-37 11 15: Communication Racks
23-37 11 17 11 11: Underfloor Information Technology Wireways
23-37 11 17 11 13: Vertical Information Technology Wire Raceways
23-37 11 17 11 15: Horizontal Information Technology Wire Raceways
23-37 11 17 11: Information Technology Wireways
23-37 11 17 13 11: Underfloor Telecommunications Wireways
23-37 11 17 13 13: Vertical Telecommunications Wire Raceways
23-37 11 17 13 15: Horizontal Telecommunications Wire Raceways
23-37 11 17 13: Telecommunications Wireways
23-37 11 17 15 11: Mechanical Signal Equipment
23-37 11 17 15: Complete Visual Signaling
23-37 11 17: Communication Wireways
23-37 13 00: Information Technology Equipment
23-37 13 11 11: Desktop Personal Computers
23-37 13 11 13: Laptop Personal Computers
23-37 13 11 15: Tablet Personal Computers
23-37 13 11 17: Tower Stack Personal Computers
23-37 13 11 19: Workstation Personal Computers
23-37 13 11 21: Personal Digital Assistants
23-37 13 11 23 11: Computer Processing Units
23-37 13 11 23 13: Computer Controller Cards
23-37 13 11 23 15: Computer Memory Cards
23-37 13 11 23 17: Personal Computer Modem Cards
23-37 13 11 23 19: Personal Computer Network Interface Cards
23-37 13 11 23 21: Personal Computer Video Cards
23-37 13 11 23: Internal Computing Components
23-37 13 11: Personal Computer Equipment
23-37 13 13 11: Computer Firewalls
23-37 13 13 13: Computer Intrusion Detection Devices
23-37 13 13 15: Computer Intrusion Protection Devices
23-37 13 13: Personal Computer and Network Security Devices
23-37 13 15 11: Local Area Network Bridges
23-37 13 15 13: Local Area Network Communication Hardware
23-37 13 15 15: Local Area Network Disk Drives
23-37 13 15 17: Local Area Network Hubs
23-37 13 15 19: Local Area Network Load Balancers
23-37 13 15 21: Local Area Network Routers
23-37 13 15 23: Local Area Network Servers
23-37 13 15 25: Local Area Network Switches
23-37 13 15 27: Local Area Network Tape Drives
23-37 13 15 29: Local Area Network Wireless Devices
23-37 13 15: Local Area Network Devices
23-37 13 17 11: Wide Area Network Bridges
23-37 13 17 13: Wide Area Network Communication Hardware
23-37 13 17 15: Wide Area Network Disk Drives
23-37 13 17 17: Wide Area Network Hubs
23-37 13 17 19: Wide Area Network Load Balancers
23-37 13 17 21: Wide Area Network Routers
23-37 13 17 23: Wide Area Network Servers
23-37 13 17 25: Wide Area Network Switches
23-37 13 17 27: Wide Area Network Tape Drives
23-37 13 17 29: Wide Area Network Wireless Devices
23-37 13 17: Wide Area Network Devices
23-37 13 19 11 11: Compact Disk Drives
23-37 13 19 11 13: Digital Video Disc Drives
23-37 13 19 11 15: Combination Compact Disk and Digital Video Disc Drives
23-37 13 19 11: Computer Optic Drives
23-37 13 19 13: Hard Disk Drives
23-37 13 19 15: Flash Memory Drives
23-37 13 19 17: Computer Tape Drives
23-37 13 19: Computer Storage Devices
23-37 13 21 11: Computer Liquid Crystal Display Monitors
23-37 13 21 13: Computer Catho Ray Tube Monitors
23-37 13 21: Computer Monitors
23-37 13 23 11: Computer Laser Printers
23-37 13 23 13: Computer Inkjet Printers
23-37 13 23 15: Computer Plotter Printers
23-37 13 23: Computer Printers
23-37 13 25: Computer Scanners
23-37 13 27: Computer Video Conferencing Equipment
23-37 15 00: Audio Visual Equipment
23-37 15 11 11: Analog Cameras
23-37 15 11 13: Digital Cameras
23-37 15 11: Cameras
23-37 15 13 11: Digital Camcorders
23-37 15 13 13: Film Camcorders
23-37 15 13: Camera Recorders
23-37 15 15: Digital Music Players
23-37 15 17 11: Projection Screens
23-37 15 17 13: Projection Screen Stands
23-37 15 17: Projection Equipment
23-37 15 19 11: Video Slide Projectors
23-37 15 19 13: Video Overhead Projectors
23-37 15 19 15: Video Film Projectors
23-37 15 19 17: Video Slide Projectors
23-37 15 19 19: Video Digital Projectors
23-37 15 19: Video Projectors
23-37 15 21 11: Audio Recorders
23-37 15 21 13: Video Recorders
23-37 15 21 15: Audio Video Recorders
23-37 15 21: Audio Visual Recorders
23-37 15 23 11: Stereo Amplifiers
23-37 15 23 13: Stereo Patch Panels
23-37 15 23 15: Stereo Speakers
23-37 15 23: Stereo Equipment
23-37 15 25 11: Cathoray Tube Televisions
23-37 15 25 13: Liquid Crystal Display Televisions
23-37 15 25 15: Plasma Display Televisions
23-37 15 25 17: Projection Screen Televisions
23-37 15 25 19: Television Mounts
23-37 15 25: Televisions
23-37 15 27: Video Recording Equipment
23-37 15 29 11 11: Microphones
23-37 15 29 11 13: Loudspeakers
23-37 15 29 11 15: Sound Amplifiers
23-37 15 29 11 17: Audio Equalizers
23-37 15 29 11: Sound Reinforcement Equipment
23-37 15 29 13: Headphones
23-37 15 29 15: Audio Reproducing Units
23-37 15 29: Audio Equipment
23-37 17 00: Audio Information Equipment
23-37 17 11: Sound Devices
23-37 17 13 11: Bells
23-37 17 13 13: Carillons
23-37 17 13 15: Sirens
23-37 17 13 17: Aerials
23-37 17 13 19: Speakers
23-37 17 13: Signal Devices
23-37 17 15: Public Address Equipment
23-37 19 00: Visual Information Systems
23-37 19 11: Cathode Ray Tube (CRT) Video Monitors
23-37 19 13: Liquid Crystal Display (LCD) Video Monitors
23-37 19 15: Plasma Video Monitors
23-37 19 17: Video Walls
23-37 21 00: Audio Visual Systems
23-37 21 11: Broadcasting Receiving Equipment
23-37 21 13: Film Projectors
23-37 21 15: Data Multi Media Projectors
23-37 21 17: Video Reproduction
23-37 23 00: Telecommunications Equipment
23-37 23 11 11: Wireless Phones
23-37 23 11 13: Wireless Phone Chargers
23-37 23 11: Wireless Phone Equipment
23-37 23 13 11: Single Line Telephones
23-37 23 13 13: Multiple Line Telephones
23-37 23 13: Telephones
23-37 23 15 11: Private Branch Exchanges
23-37 23 15 13: Telephone Patch Panels
23-37 23 15: Telephone Equipment
23-37 23 17 11: Intercoms
23-37 23 17 13: Door Entry Telephones
23-37 23 17: Intercom Equipment
23-37 23 19 11 11: Radio Broadcast Booths
23-37 23 19 11 13: Radio Recording Booths
23-37 23 19 11: Radio Booths
23-37 23 19 13: Radio Broadcast Transmitters
23-37 23 19 15: Radio Broadcast Receivers
23-37 23 19 17: Radio Communication Base Stations
23-37 23 19 19: Radio Communication Call Microphones
23-37 23 19 21: Radio Broadcast Transmission Towers
23-37 23 19: Radio Broadcast Equipment
23-37 23 21 11 11: Infra Red Radio Communication Receivers
23-37 23 21 11 13: Infra Red Radio Communication Transmitters
23-37 23 21 11 15: Infra Red Radio Communication Transmitter Receivers
23-37 23 21 11: Infra Red Radio Communication Equipment
23-37 23 21 13 11: Satellite Radio Communication Transmitters
23-37 23 21 13 13: Satellite Radio Communication Transmitter Receivers
23-37 23 21 13 15: Satellite Radio Communications Receivers
23-37 23 21 13: Satellite Radio Communication Equipment
23-37 23 21 15 11: Wireless Radio Communication Receivers
23-37 23 21 15 13: Wireless Radio Communication Transmitters
23-37 23 21 15 15: Wireless Radio Communication Transmitter Receivers
23-37 23 21 15: Wireless Radio Communication Equipment
23-37 23 21 17: Radio Communication Antenna Towers
23-37 23 21 19: Radio Communication Transmission Towers
23-37 23 21: Radio Communication Equipment
23-37 23 23 11: Satellite Communication Dishes
23-37 23 23: Satellite Communication Equipment
23-37 25 00: Broadcasting Communications Equipment
23-37 25 11: Broadcasting Communication Circuits
23-37 25 13: Broadcasting Intercommunication Equipment
23-37 25 15: Broadcasting Communication and Data Processing Equipment
23-37 25 17 11: Broadcasting Cable Transmission and Reception Amplifiers
23-37 25 17 13: Broadcasting Cable Transmission and Reception Modulators
23-37 25 17 15: Broadcasting Cable Transmission and Reception Control Equipment
23-37 25 17: Broadcasting Cable Transmission and Reception Equipment
23-37 25 19 11: Broadcast Transmitters
23-37 25 19 13: Broadcast Antennas
23-37 25 19 15: Broadcast Amplifiers
23-37 25 19 17: Broadcast Control Equipment
23-37 25 19: Broadcast Transmission and Reception Equipment
23-37 25 21 11: Broadcasting Microwave Transmitters
23-37 25 21 13: Broadcasting Microwave Antennas
23-37 25 21 15: Broadcasting Satellite Dishes
23-37 25 21 17: Broadcasting Microwave Amplifiers
23-37 25 21 19: Broadcasting Microwave Receivers
23-37 25 21: Broadcasting Microwave Transmission and Reception Equipment
23-37 25 23 11: Television Broadcasting Equipment
23-37 25 23 13: Multimedia Broadcasting Equipment
23-37 25 23 15: Broadcasting Light Signals
23-37 25 23: Broadcasting Equipment
23-37 27 00: Emergency Communications
23-37 27 11: Duress Notification Devices
23-37 27 13 11: Emergency Notification Devices
23-37 27 13 13: Imminent Danger Notification Devices
23-37 27 13: Mass Notification Systems
23-37 27 15 11: Audio Intercoms
23-37 27 15 13: Audio Visual Intercoms
23-37 27 15: Intercoms
23-37 27 17 11: Call Systems for the Disabled
23-37 27 17 13: Nurse Call Equipment
23-37 27 17: Emergency Call Equipment
23-39 00 00: Utility and Transportation Products
23-39 11 00: Roadway Monitoring and Control
23-39 11 11 11 11: Crash Barriers ( including Impact Attenuating Devices)
23-39 11 11 11 13: Median Barriers
23-39 11 11 11 15: Guardrails
23-39 11 11 11: Safety Barriers
23-39 11 11 13: Noise Barriers
23-39 11 11 15 11: Traffic Delineators
23-39 11 11 15: Traffic Barriers
23-39 11 11 17 11: Traffic Speed Bumps
23-39 11 11 17: Traffic Control
23-39 11 11 19: Roadway Curbs
23-39 11 11 21: Roadway Gutters
23-39 11 11 23: Roadway Cattle Guards
23-39 11 11: Traffic Safety Barriers and Protections
23-39 11 13: Roadway Signage
23-39 11 15 11: Roadway Surface Markings
23-39 11 15 13: Roadway Reflectors
23-39 11 15 15: Traffic Cones
23-39 11 15 17: Roadway Mirrors
23-39 11 15 17: Traffic Signals
23-39 11 15 19: Traffic Cameras
23-39 11 15 19: Traffic Monitoring Equipment
23-39 11 15 21: Traffic Detectors and Sensors
23-39 11 15: Roadway Markers
23-39 11 17 11: Anti Ram Planters
23-39 11 17 13: Jersey Barriers
23-39 11 17 15: Active Tire Shredders
23-39 11 17 17: Passive Tire Shredders
23-39 11 17: Vehicle Control Barriers
23-39 11 19 11: Active Anti Ram Bollards
23-39 11 19 13: Passive Anti Ram Bollards
23-39 11 19 15: Architectural Bollards
23-39 11 19: Bollards
23-39 13 00: Tunnels and Bridges
23-39 13 11 11: Tunnel Shafts
23-39 13 11 13: Tunnel Segments
23-39 13 11 15: Tunnel Linings
23-39 13 11 17 11: Earth Stabilization Chemical Grouting
23-39 13 11 17 13: Rock Seam Pressure Grouting
23-39 13 11 17 15: Tunnel Liner Grouting
23-39 13 11 17: Tunnel Grouting
23-39 13 11 19: Microtunneling
23-39 13 11: Tunnels
23-39 13 13 11: Prefabricated Bridges
23-39 13 13 13: Bridge Beams
23-39 13 13 15: Bridge Trusses
23-39 13 13 17: Bridge Cable
23-39 13 13 19 11: Fixed Bridge Bearings
23-39 13 13 19 13: Expansion Bridge Bearings
23-39 13 13 19 15: Multi Rotational Bridge Bearings
23-39 13 13 19: Bridge Bearings
23-39 13 13 21: Bridge Movable Mechanism
23-39 13 13 23: Bridge Decking
23-39 13 13 25: Bridge Drainage
23-39 13 13 27 11: Shock Absorbers
23-39 13 13 27 13: Bridge Parapets
23-39 13 13 27 15: Bridge Railings
23-39 13 13 27: Bridge Safety Barriers
23-39 13 13 29 11: Bridge Expansion Joint Assemblies
23-39 13 13 29: Bridge Expansion Joints
23-39 13 13: Bridges
23-39 15 00: Railways
23-39 15 11 11 11: Railway Concrete Ties
23-39 15 11 11 13: Railway Wood Ties
23-39 15 11 11: Railway Ties
23-39 15 11 13: Railway Rails
23-39 15 11 15: Railway Turnouts
23-39 15 11 17: Railway Bumpers
23-39 15 11: Railway Track Equipment
23-39 15 13: Railway Platform Components
23-39 15 15 11: Railway Surge Arresters
23-39 15 15 13 11: Railway Traction Line Pylons
23-39 15 15 13: Railway Traction Lines
23-39 15 15: Railway Electrification Equipment
23-39 15 17 11: Railway Signaling Devices
23-39 15 17 13: Railway Control Instrumentation
23-39 15 17: Railway Monitoring and Control
23-39 15 19 11: Railway Diesel Locomotives
23-39 15 19 13: Railway Electric Locomotives
23-39 15 19: Railway Locomotives
23-39 15 21 11: Railway Passenger Cars
23-39 15 21 13: Railway Sleeper Cars
23-39 15 21 15: Railway Baggage Cars
23-39 15 21 17: Railway Diner Cars
23-39 15 21 19 11: Railway Box Cars
23-39 15 21 19 13: Railway Coal Cars
23-39 15 21 19 15: Railway Vehicle Carrier Cars
23-39 15 21 19: Railway Freight Cars
23-39 15 21 21: Railway Tanker Cars
23-39 15 21 23 11: Railway Car Bumpers
23-39 15 21 23 13: Railway Car Electrical Connectors
23-39 15 21 23: Railway Car Equipment
23-39 15 21: Railway Cars
23-39 17 00: Funiculars
23-39 17 11: Cable Trams
23-39 17 13: Cable Cars
23-39 17 15: Funicular Cable Rails
23-39 17 17: Funicular Cables
23-39 17 19: Aerial Tramways
23-39 17 21: Chair Lifts
23-39 17 23 11: Ski Pole Lifts
23-39 17 23 13: Ski Chair Lifts
23-39 17 23: Ski Lifts
23-39 19 00: Aviation Equipment
23-39 19 11 11: Approach Indication Equipment
23-39 19 11 13 11: Aviation Windsocks
23-39 19 11 13: Aviation Monitoring Equipment
23-39 19 11: Aviation Monitoring and Control
23-39 19 13 11: Jet Blast Barriers
23-39 19 13 13: Aviation Sound Barriers
23-39 19 13: Aviation Barriers
23-39 21 00: Marine Construction Waterways and Seaways
23-39 21 11 11 11: Mooring Posts
23-39 21 11 11 13: Boat Fenders
23-39 21 11 11: Components
23-39 21 11 13 11 11: Canal Hydraulic Gates
23-39 21 11 13 11 13: Canal High Pressure Gates
23-39 21 11 13 11 15: Canal Hinged Leaf Gates
23-39 21 11 13 11 17: Canal Radial Gates
23-39 21 11 13 11 19: Canal Slide Gates
23-39 21 11 13 11 21: Canal Sluice Gates
23-39 21 11 13 11 23: Canal Spillway Crest Gates
23-39 21 11 13 11 25: Canal Vertical Lift Gates
23-39 21 11 13 11: Canal Lock Gates
23-39 21 11 13 13 11: Canal Butterfly Valves
23-39 21 11 13 13 13: Canal Regulating Valves
23-39 21 11 13 13: Canal Hydraulic Valves
23-39 21 11 13: Canal Locks
23-39 21 11 15 11: Floating Docks
23-39 21 11 15 13: Dock Loading Ramps
23-39 21 11 15: Piers and Docks
23-39 21 11 17: Pontoons
23-39 21 11 19: Jetties
23-39 21 11: Navigation Facilities
23-39 21 13 11: Reservoirs
23-39 21 13 13: Dams, Dikes
23-39 21 13 15: Weirs
23-39 21 13 17: Barrages
23-39 21 13 19: Bifurcation Panels
23-39 21 13 21: Manifolds
23-39 21 13 23: Penstocks and Sluice Gate
23-39 21 13 25: Trash Rakes
23-39 21 13: Waterflow Controls
23-39 21 15 11: Bulkheads
23-39 21 15 13: Seawalls
23-39 21 15 15: Moles and Breakwater
23-39 21 15 17: Groins
23-39 21 15: Breakwater Products
23-39 21 17 11: Navigation Signs
23-39 21 17 13: Navigation Lights
23-39 21 17 15: Navigation Monitoring Equipment
23-39 21 17: Marine Monitoring and Control
23-39 23 00: Electrical Utility Equipment
23-39 23 11 11: Electrical Utility Poles
23-39 23 11 13: Electrical Utility Towers
23-39 23 11: Electrical Transmission Equipment
23-39 25 00: Natural Gas Utility Equipment
23-39 25 11: Natural Gas Utility Pipeline Equipment
23-39 27 00: Water Utility Equipment
23-39 27 11: Water Utility Pipeline Equipment
23-39 29 00: Waste Water Collection and Removal
23-39 29 11 11: Waste Water French Drains
23-39 29 11 13 11: Manhole (Goes in Prefab Concrete)
23-39 29 11 13 13: Manhole Cover
23-39 29 11 13 15: Manhole Ladder
23-39 29 11 13 17: Manhole Rung
23-39 29 11 13: Waste Water Storm Drain
23-39 29 11 15: Waste Water Drainage Pipes, Couplings, Collectors
23-39 29 11 17: Wastewater Pipework Access Fittings
23-39 29 11: Waste Water Drains
23-39 29 13 11: Geocomposite Drains
23-39 29 13 13: Geotextile Subsurface Drainage Filtration
23-39 29 13 15: Pipe Underdrain and Pavement Base Drain
23-39 29 13 17: Subgrade Drains
23-39 29 13 19 11: Surface Water Catch Basins, Grates, and Frames
23-39 29 13 19 13: Combination Storm Drain and Underdrain Inlets
23-39 29 13 19 15: Storm Drainage Manholes, Frames, and Covers
23-39 29 13 19 17: Surface Water Retention Chambers
23-39 29 13 19: Surface Water Drainage Systems
23-39 29 13 2 19: Surface Water Retention Basins
23-39 29 13 21 21: Storm Water Pond Covers
23-39 29 13 21 9 23: Storm Water Pond Liners
23-39 29 13 21: Storm Water Ponds and Reservoirs
23-39 29 13: Waste Water Subdrainage
23-39 29 15: Waste Water Channels, Gullies, Gratings, Covers
23-39 31 00: Packaged Waste Water Treatment
23-39 31 11 11: Packaged Pumping Stations
23-39 31 11 13: Packaged Lift Stations
23-39 31 11: Packaged Stations
23-39 31 13: Packaged Sewage Treatment Plants
23-39 33 00: Water and Waste Water Preliminary Treatment Equipment
23-39 33 11 11: Climber-type Bar Screens
23-39 33 11 13: Chain-and-Rage Bar Screens
23-39 33 11 15: Flexible Rake Bar Screens
23-39 33 11 17: Catenary Bar Screens
23-39 33 11 19: Continuous Belt Screens
23-39 33 11 21: Cylindrical Bar Screens
23-39 33 11 23: Step Screens
23-39 33 11 25: Rotary Drum Screens
23-39 33 11 27: Spiral Screens
23-39 33 11 29: Band Screens
23-39 33 11 31: Disc Screens
23-39 33 11 33: Traveling Screens
23-39 33 11 35: Perforated Plate Screens
23-39 33 11 37: Wedge Wire Screens
23-39 33 11 39: Element Screens
23-39 33 11 41: Trash Raking Equipment
23-39 33 11 43: Screenings Washing and Compacting Equipment
23-39 33 11 45: Vacuum Screenings Conveying Equipment
23-39 33 11 47: Screenings Storage Containers
23-39 33 11 49: Septage Receiving Equipment
23-39 33 11: Screening Equipment
23-39 33 13 11: Chain-and-Bucket Grit Removal Equipment
23-39 33 13 13: Chain-and-Flight Grit Removal Equipment
23-39 33 13 15: Vortex Grit Removal Equipment
23-39 33 13 17: Cyclone Degritters
23-39 33 13 19: Aerated Grit Removal Equipment
23-39 33 13 21: Inline Baffled Grit Removal Equipment
23-39 33 13 23: Traveling Bridge Grit Removal Equipment
23-39 33 13 25: Grit Classifying and Washing Equipment
23-39 33 13 27: Grit Storage Containers
23-39 33 13: Grit Removal and Handling Equipment
23-39 33 15 11: Macerators
23-39 33 15 13: Comminutors
23-39 33 15 15: Inline Grinders
23-39 33 15 17: Open-Channel Grinders
23-39 33 15 19: Modular Grinding-Screening-Compacting Equipment
23-39 33 15: Grinding and Shredding Equipment
23-39 33 17 11: Coalescing Oil-Water Separators
23-39 33 17 13: API Oil-Water Separators
23-39 33 17 15: Grease Traps
23-39 33 17 17: Dissolved Air Flotation Grease and Oil Separation Equipment
23-39 33 17 19: Helical Scum Skimming and Removal Equipment
23-39 33 17 21: Tipping Trough Scum Skimming and Removal Equipment
23-39 33 17 23: Chain and Flight Scum Collection and Removal Equipment
23-39 33 17 25: Floating Scum Skimming and Removal Equipment
23-39 33 17: Oil and Grease Separation and Removal Equipment
23-39 35 00: Water and Wastewater Chemical Feed Equipment
23-39 35 11 11: Chlorine Gas Feed Equipment
23-39 35 11 13: Sulfur Dioxide Gas Feed Equipment
23-39 35 11 15: Ammonia Gas Feed Equipment
23-39 35 11 17: Gas Storage, Weighing, and Leak Detection Equipment
23-39 35 11 19: Chlorine Dioxide Reactors
23-39 35 11 21: Carbon Dioxide Gas Feed Equipment
23-39 35 11 23: Ozone Generating and Feed Equipment
23-39 35 11 25: Liquid Oxygen Storage and Feed Equipment
23-39 35 11 27: Cleaning Requirements for Oxygen Service
23-39 35 11 29: Gas Chemical Feed Accessories and Safety Equipment
23-39 35 11: Gas Chemical Feed Equipment
23-39 35 13 11: Sodium Hypochlorite Generating Equipment
23-39 35 13 13: Liquid Chemical Weighing Equipment
23-39 35 13 15: Polymer Blending and Feed Equipment
23-39 35 13 17: Diaphragm-type Metering Pumps
23-39 35 13 19: Peristaltic Metering Pumps
23-39 35 13 21: Progressing Cavity Metering Pumps
23-39 35 13 23: Lobe Metering Pumps
23-39 35 13 25: Drum Pumps
23-39 35 13 27: Liquid Chemical Transfer Pumps
23-39 35 13 29: Liquid Chemical Diffusers
23-39 35 13 31: Liquid Chemical Feed Accessories and Safety Equipment
23-39 35 13: Liquid Chemical Feed Equipment
23-39 35 15 11: Storage Silos
23-39 35 15 13: Dry Chemical Weighing Equipment
23-39 35 15 15: Volumetric Feed Equipment
23-39 35 15 17: Gravimetric Feed Equipment
23-39 35 15 19: Lime Slaking Equipment
23-39 35 15 21: Chemical Tablet Feeding Equipment
23-39 35 15 23: Dry Chemical Feed Accessories and Safety Equipment
23-39 35 15: Dry Chemical Feed Equipment
23-39 37 00: Water and Wastewater Clarification and Mixing Equipment
23-39 37 11 11: Rapid Mixers
23-39 37 11 13: Inline Blender-type Rapid Mixers
23-39 37 11 15: Induction-type Rapid Mixing Equipment
23-39 37 11 17: Inline Static Mixers
23-39 37 11 19: Mixing Equipment
23-39 37 11 21: Submersible Mixers
23-39 37 11 23: Floating Mechanical Mixers
23-39 37 11 25: Paddle Mixers
23-39 37 11 27: Pin Mixers
23-39 37 11 29: Vertical Reel Flocculation Equipment
23-39 37 11 31: Horizontal Reel Flocculation Equipment
23-39 37 11 33: Vertical Turbine Flocculation Equipment
23-39 37 11 35: Walking-beam Flocculation Equipment
23-39 37 11 37: Horizontal Oscillating Flocculation Equipment
23-39 37 11 39: Top-entering Tank Mixers
23-39 37 11 41: Side-entry Tank Mixers
23-39 37 11 43: Portable Tank Mixers
23-39 37 11: Mixing Equipment
23-39 37 13 11: Chain-and-Flight Clarifier Equipment
23-39 37 13 13: Traveling Bridge Clarifier Equipment
23-39 37 13 15: Differential Head Clarifier Equipment
23-39 37 13 17: Oscillating Scraper-type Clarifier Equipment
23-39 37 13 19: Circular Clarifier Equipment
23-39 37 13 21: Solids Contact Clarifier Equipment
23-39 37 13 23: Flocculating Clarifier, Pulsating Sludge Blanket Type
23-39 37 13 25: Dissolved Air Flotation Equipment for Water Treatment
23-39 37 13 27: Ballasted High-rate Clarifier Equipment
23-39 37 13 29: High rate Clarification/Thickening Equipment
23-39 37 13 31: Tube Settlers
23-39 37 13 33: Lined Plate Settlers
23-39 37 13: Clarifier Equipment
23-39 37 15 11: Tipping Sediment Flushing Tanks
23-39 37 15 13: Flushing Gates
23-39 37 15 15: Water Cannon
23-39 37 15: Sediment Removal Equipment
23-39 39 00: Water and Wastewater Secondary Treatment Equipment
23-39 39 11 11: Fixed Mechanical Aerators
23-39 39 11 13: Floating Mechanical Aerators
23-39 39 11 15: Submersible Aspirating Aerator Equipment
23-39 39 11 17: Jet Aeration Equipment
23-39 39 11 19: Coarse Bubble Diffusers
23-39 39 11 21: Swing-type Channel Aeration Equipment
23-39 39 11 23: Shear Box Diffusers
23-39 39 11 25: Flexible Membrane Tube Diffusers
23-39 39 11 27: Flexible Membrane Disc Diffusers
23-39 39 11 29: Ceramic Disc Fine Bubble Diffusers
23-39 39 11 31: Floating Membrane Diffusers
23-39 39 11 33: Membrane Diffusers
23-39 39 11 35: Cascading Aerators
23-39 39 11 37: Pure-oxygen Generating Equipment
23-39 39 11: Air and Gas Diffusion Equipment
23-39 39 13 11: Rotating Biological Contactors
23-39 39 13 13: Trickling Filter Rotary Distributor Equipment
23-39 39 13 15: Trickling Filter Media
23-39 39 13 17: Bio-towers
23-39 39 13 19: Moving-bed Biological Reactors
23-39 39 13 21: Integrated Fixed-film Activated Sludge Equipment
23-39 39 13 23: Intermittent Sand Filters for Wastewater Treatment
23-39 39 13 25: Deep-bed Denitrification Filters
23-39 39 13 27: Biologically Activated Filters
23-39 39 13 29: Membrane Biological Reactors
23-39 39 13 31: Sequencing Batch Reactors
23-39 39 13 33: Oxidation Ditch Equipment
23-39 39 13 35: Vertical Loop Reactors
23-39 39 13: Biological Treatment Systems
23-39 41 00: Water and Wastewater Advanced Treatment Equipment
23-39 41 11 11: Filter Media
23-39 41 11 13: Filter Surface Wash Agitators
23-39 41 11 15: Filter Air Scour Equipment
23-39 41 11 17: Wash Water Troughs
23-39 41 11 19: Pressure Filters
23-39 41 11 21: Gravity Filters
23-39 41 11 23: High-rate Sand Filters
23-39 41 11 25: Traveling Bridge Filters
23-39 41 11 27: Microfiltration and Ultrafiltration Membrane Equipment
23-39 41 11 29: Disc Cloth Filters
23-39 41 11 31: Rotary Drum Cloth Filters
23-39 41 11 33: Automatic Backwash Cloth Filter Equipment
23-39 41 11 35: Cartridge Filters
23-39 41 11 37: Bag Filters
23-39 41 11 39: Automatic Straining Equipment
23-39 41 11: Filtration Equipment
23-39 41 13 11: Ion-exchange Vessel Media
23-39 41 13 13: Electrodialysis Reversal Equipment
23-39 41 13 15: Reverse Osmosis and Nanofiltration Membrane Equipment
23-39 41 13 17: Multiple-effect Distillation Equipment
23-39 41 13 19: Desalination Mechanical Vapor Compression Equipment
23-39 41 13 21: Desalination Thermal Vapor Compression Equipment
23-39 41 13 23: Desalination Multi-stage Flash Equipment
23-39 41 13 25: Desalination Falling Film Evaporators
23-39 41 13 27: Desalination Rising Film Evaporators
23-39 41 13 29: Desalination Forced-circulation Crystallizing Equipment
23-39 41 13 31: Desalination Spray Dry Evaporation Equipment
23-39 41 13 33: Demineralization Energy Recovery Equipment
23-39 41 13: Demineralization Equipment
23-39 41 15 11: Closed-vessel Low-pressure/Low-intensity Ultraviolet Treatment Equipment
23-39 41 15 13: Closed-vessel Low-pressure/High-intensity Ultraviolet Treatment Equipment
23-39 41 15 15: Closed-vessel Medium-pressure Ultraviolet Treatment Equipment
23-39 41 15 17: Open-channel Low-pressure/Low-intensity Ultraviolet Treatment Equipment
23-39 41 15 19: Open-channel Low-pressure/High-intensity Ultraviolet Treatment Equipment
23-39 41 15 21: Open-channel Medium-pressure Ultraviolet Treatment Equipment
23-39 41 15: Ultraviolet Equipment
23-39 43 00: Water and Wastewater Residuals Handling and Treatment
23-39 43 11 11: Circular Gravity Thickeners
23-39 43 11 13: Gravity Belt Thickeners
23-39 43 11 15: Dissolved Air Flotation Thickening Equipment
23-39 43 11 17: Rotary Drum Thickening Equipment
23-39 43 11 19: Centrifuge Thickening Equipment
23-39 43 11 21: Disc Thickeners
23-39 43 11 23: Thickening Screw Press
23-39 43 11 25: Scum Concentrator Equipment
23-39 43 11: Residuals Thickening Equipment
23-39 43 13 11 11: Fixed Covers
23-39 43 13 11 13: Floating Covers
23-39 43 13 11 15: Gasholder Covers
23-39 43 13 11: Digester Covers and Appurtenances
23-39 43 13 13: Radial Beam Fixed Digester Covers
23-39 43 13 15: Dual Deck Truss-type Fixed Digester Covers
23-39 43 13 17: Radial Beam Floating Digester Covers
23-39 43 13 19: Dual Deck Truss-type Floating Digester Covers
23-39 43 13 21: Radial Beam Floating Gas-holding Digester Covers
23-39 43 13 23: Dual Deck Truss-type Floating Gas-holding Digester Covers
23-39 43 13 25: Digester Appurtenances
23-39 43 13 27: Aerobic Digester Aeration Equipment
23-39 43 13 29: Autothermal Thermophilic Aerobic Digestion Equipment
23-39 43 13 31: Egg-shaped Digesters
23-39 43 13 33: Confined Gas Mixing System
23-39 43 13 35: Digester Heating Equipment
23-39 43 13 37: Residuals Pasteurization Equipment
23-39 43 13: Residuals Stabilization
23-39 43 15 11: Vacuum Filters
23-39 43 15 13: Belt Filter Presses
23-39 43 15 15: Plate-and-Frame Filter Presses
23-39 43 15 17: Rotary Presses
23-39 43 15 19: Screw Presses
23-39 43 15 21: Dewatering Centrifuges
23-39 43 15 23: Belt Dryers
23-39 43 15 25: Direct-heat Residuals Drying Equipment
23-39 43 15 27: Indirect-heat Residuals Drying Equipment
23-39 43 15: Residuals Dewatering Equipment
23-39 43 17 11: Multiple-hearth Sludge Incinerators
23-39 43 17 13: Fluidized-bed Sludge Incinerators
23-39 43 17 15: Ash Handling Equipment
23-39 43 17 17: Recuperative Air Preheating Equipment
23-39 43 17 19: Regenerative Thermal Oxidizers
23-39 43 17 21: Waste Heat Recovery Boilers
23-39 43 17 23: Waste Heat Recovery Heat Exchangers
23-39 43 17 25: Thermal Oxidation Equipment
23-39 43 17: Thermal Treatment of Residuals
23-39 45 00: Septic System Equipment
23-39 45 11 11: Liquid Waste Decanter
23-39 45 11 13: Bacterial Filter Tanks
23-39 45 11 15: Liquid Waste Decanters
23-39 45 11 17: Liquid Waste Separators
23-39 45 11 19 11: Liquid Waste Pond Covers
23-39 45 11 19 13: Liquid Waste Pond Liners
23-39 45 11 19: Liquid Waste Pond and Reservoir Products
23-39 45 11 21 11: Additives for Waste Water and Sewage Treatment
23-39 45 11 21 13: Additives for Residue Treatment
23-39 45 11 21: Additives for Treatment of Liquid Waste
23-39 45 11: Liquid Waste Treatment
23-39 45 13 11: Detectors of Water Pollution
23-39 45 13: Liquid Waste Monitoring and Control
23-39 45 15 11: Chutes and Collectors
23-39 45 15 13: Pneumatic Waste Equipment
23-39 45 15 15 11: Packaged Incinerators
23-39 45 15 15: Incineration Plant
23-39 45 15 17 11: Waste Compactors and Destructors
23-39 45 15 17: Crusher Plant
23-39 45 15 19: Baling Plant
23-39 45 15 21: Pulping Machines
23-39 45 15: Solid Waste Disposal Plant Products
23-39 45 17: Solid Waste Handling Products
23-39 45 19: Solid Waste Impelling Equipment
23-39 45 21 11: Solid Waste Compactors, Destructors, and Balers
23-39 45 21 13: Solid Waste Crushers
23-39 45 21 15: Solid Waste Pulping Machines
23-39 45 21 17: Solid Waste Shredding Machines
23-39 45 21 19 11: Solid Waste Incinerators
23-39 45 21 19 13: Packaged Incinerators
23-39 45 21 19: Incinerators
23-39 45 21: Solid Waste Treatment Equipment
23-39 45 23 11: Solid Waste Metal Detectors
23-39 45 23 13: Solid Waste Detectors for Other Solids
23-39 45 23: Solid Waste Monitoring and Control Equipment
23-39 45 25 11: Complete Solid Waste Removal Systems
23-39 45 25 13: Solid Waste Bins
23-39 45 25 15: Gravity Chute Solid Waste Systems
23-39 45 25 17 11: Refuse Hoppers
23-39 45 25 17 13: Refuse Chute Doors
23-39 45 25 17 15: Refuse Chute Decontamination Units
23-39 45 25 17: Refuse Disposal Chutes
23-39 45 25: Solid Waste Collection and Removal Products
23-39 45 27 11: Refuse Compactors
23-39 45 27 13: Refuse Containers
23-39 45 27 15: Dust Collectors
23-39 45 27 17: Utility Poles
23-39 45 27: Solid Waste Handling Systems
23-39 47 00: Offshore Structures